## 2016-04 - Lee County 040850
All prices in US Dollars, Ex Factory Ames, Iowa, USA or Loveland, Colorado, USA and subject to change without notice. Please contact Hach Company for current prices on items with .00 price.
NOTE: Hach Terms & Conditions apply (http://www.hach.com/terms). If you did not receive a copy of these Terms & Conditions with your pricing file please contact Hach Company to request a copy.
Item | Apr 2016 List Price | Disc% | Apr 2016 Net Price | Description | Brand
000105HY | 2.35 | 3% | 2.28 | BOTTLE, ROUND WM HDPE 500ML W/CAP | Hach
00130Q | 59.65 | 3% | 57.86 | CASE, CARRYING, HAND HELD (R600-08902-0000) | IQ Products
00709318 | 71.65 | 3% | 69.5 | MANUAL, WDM PIPESONDE PROBE,CHLORINE | Hach
007160 | 67.39 | 3% | 65.37 | MANUAL, WDM PIPESONDE PROBE | Hach
007182 | 6575 | 3% | 6377.75 | HST PORTABLE SAMPLER FOR EM | Hach
007183 | 8498 | 3% | 8243.06 | HST REFRIGED SAMPLER FOR EM | Hach
007184 | 9609 | 3% | 9320.73 | HST ALLWEATH SAMPLER FOR EM | Hach
011622 | 59.2 | 5% | 56.24 | WEIGHT, REAGENT, PVC, 1/8 NPT | Hach
030501 | 125 | 3% | 121.25 | CARBOY, 5 GAL. | Astro
04-9006 | 94.19 | 3% | 91.36 | COMPACT DISC, DATA DOWNLOAD, ECLOX | Hach
08310=A=0000 | 506 | 3% | 490.82 | SENSOR, 2-ELECTRODE COND. 8310 | Polymetron
08350=A=7000 | 308 | 5% | 292.6 | KIT FOR CHEMICAL CLEANING PP | Polymetron
08350=A=8500 | 230 | 3% | 223.1 | CONNECTOR, BOX FOR 8350/8351 | Hach
08350=C=0004 | 933 | 3% | 905.01 | ee SENSOR, PH 8350.4 W/10M. HI CBL. | Polymetron
08350=C=0005 | 409 | 3% | 396.73 | ee 8350 FLAT PH SENSOR W/CPVC BODY | Polymetron
08361=C=0000 | 1013 | 3% | 982.61 | PROBE, PH FOR 8361 | Polymetron
08362=A=0000 | 1324 | 3% | 1284.28 | ee 8362 HI PURITY WATER PH SENSOR ASSY | Polymetron
08362=A=0010 | 1681 | 3% | 1630.57 | ee ULTRAPURE WATER PH SYSTEM 8362 W/10M CABLE | Polymetron
08362=A=2100 | 620 | 3% | 601.4 | ELECTRODE, ORP (8362) | Polymetron
08365=A=0010 | 584 | 3% | 566.48 | PH PROBE | Polymetron
08394=A=2000 | 1553 | 3% | 1506.41 | SENSOR, 2-ELECTRODE COND. 8314 | Polymetron
08544=A=0002 | 251 | 3% | 243.47 | AIR/WATER CLEANING SYSTEM 110 VAC | Hach
085G0021 | 280 | 3% | 271.6 | OXY 1100 25mm Membrane Crtg Single | Evita
085G0022 | 286 | 3% | 277.42 | OXY 1100 50mm Membrane Crtg Single | Evita
085G0023 | 405 | 3% | 392.85 | OXY 1100 125mm Membrane Crtg Single | Evita
085G0024 | 1268 | 3% | 1229.96 | KTO: OXY 1100 25mm Membrane Crtg 5Pk | Evita
085G0025 | 2382 | 3% | 2310.54 | KTO: OXY 1100 25mm Membrane Crtg 10Pk | Evita
085G0026 | 1268 | 3% | 1229.96 | KTO: OXY 1100 50mm Membrane Crtg 5Pk | Evita
085G0027 | 2382 | 3% | 2310.54 | KTO: OXY 1100 50mm Membrane Crtg 10Pk | Evita
085G0028 | 438 | 3% | 424.86 | OXY 1100 Sensor 50 um KBr | Evita
085G0029 | 1876 | 3% | 1819.72 | KTO: OXY 1100 125mm Membrane Crtg 5Pk | Evita
085G0030 | 3477 | 3% | 3372.69 | KTO: OXY 1100 125mm Membrane Crtg 10Pk | Evita
085G3309 | 36.85 | 3% | 35.74 | OXY Membrane Cartridge Holder | Evita
085G4001 | 3677 | 3% | 3566.69 | OXY 4100 USC 5000 System Package 2 | Evita
085G4002 | 2643 | 3% | 2563.71 | OXY 4100 0-3 ppm System Package 3 | Evita
085G4003 | 2643 | 3% | 2563.71 | OXY 4100 0-5 ppm System Package 3 | Evita
085G4004 | 2643 | 3% | 2563.71 | OXY 4100 0-10 ppm System Package 3 | Evita
085G4005 | 2645 | 3% | 2565.65 | OXY 4100 0-15 ppm System Package 3 | Evita
085G4006 | 2643 | 3% | 2563.71 | OXY 4100 0-20 ppm System Package 3 | Evita
085G4009 | 3753 | 3% | 3640.41 | OXY 4150 USC 5000 System Package 2A | Evita
085G4060 | 2240 | 3% | 2172.8 | OXY 4100 DO 0-3ppm Transmitter Ball | Evita
085G4061 | 2240 | 3% | 2172.8 | OXY 4100 DO 0-5ppm Transmitter Ball | Evita
085G4062 | 2240 | 3% | 2172.8 | OXY 4100 DO 0-10ppm Transmitter Ball | Evita
085G4063 | 2240 | 3% | 2172.8 | OXY 4100 DO 0-15ppm Transmitter Ball | Evita
085G4064 | 2240 | 3% | 2172.8 | aa OXY 4100 DO 0-20ppm Xmtr Ball | Evita
085G4065 | 2240 | 3% | 2172.8 | OXY 4100 DO 0-30ppm Transmitter Ball | Evita
085G4066 | 2240 | 3% | 2172.8 | OXY 4100 DO 0-100% Transmitter Ball | Evita
085G4069 | 2561 | 3% | 2484.17 | OXY 4100 DO 165ft Transmitter Ball | Evita
085G4070 | 2240 | 3% | 2172.8 | OXY 4150 DO 0-3ppm Transmitter Sub | Evita
085G4071 | 2240 | 3% | 2172.8 | OXY 4150 DO 0-5ppm Transmitter Sub | Evita
085G4072 | 2240 | 3% | 2172.8 | OXY 4150 DO 0-10ppm Transmitter Sub | Evita
085G4073 | 2240 | 3% | 2172.8 | OXY 4150 DO 0-15ppm Transmitter Sub | Evita
085G4074 | 2240 | 3% | 2172.8 | OXY 4150 DO 0-20ppm Transmitter Sub | Evita
085G4075 | 2240 | 3% | 2172.8 | OXY 4150 DO 0-30ppm Transmitter Sub | Evita
085G4076 | 2240 | 3% | 2172.8 | OXY 4150 DO 0-100% Transmitter Sub | Evita
085G4079 | 2561 | 3% | 2484.17 | OXY 4150 DO 165ft Transmitter Sub | Evita
085G4082 | 477 | 3% | 462.69 | OXY 3150/4150 Cleaning Unit | Evita
085G4084 | 250 | 3% | 242.5 | USC Sunshade For IP67 | Evita
085G4085 | 262 | 3% | 254.14 | Mounting Bracket For 1.5" PVC Pipe | Evita
085G4145 | 1155 | 3% | 1120.35 | USC 5000 Signal Converter Non-INSITU | Evita
08810=A=8305 | 1505 | 3% | 1459.85 | ELECTRODE SELECTIVE NITRATE MODIFIEE | Polymetron
08878=A=1500 | 192 | 3% | 186.24 | vv ProbeIMMERSION, 8878.4, 1.5 METER | Polymetron
08878=C=3600 | 53.39 | 3% | 51.79 | MEMBRANE PROTECTION CAP | Polymetron
08891=A=6000 | 737 | 3% | 714.89 | PUMP TUBE SET (ISMAPRENE TUBES | Hach
09073=A=9807 | 68.89 | 5% | 65.45 | BOTTLE f/9073 AUTOCAL STD COMPLETE | Polymetron
09073=C=0350 | 144 | 3% | 139.68 | DIPA BOTTLE CAP ADAPTER | Hach
09078=A=2000 | 427 | 3% | 414.19 | CELLULE OXISTAT 9078 COMPLETE | Polymetron
09078=A=9901 | 1412 | 3% | 1369.64 | Oxygen Spare Electrode for DO-ppb or DO-ppm measurements, mounted with AD590-temperature sensor | Hach
09078=C=1010 | 498 | 3% | 483.06 | PROBE, BODY (9078) | Polymetron
09078=C=1020 | 7.59 | 3% | 7.36 | WASHER, SEALING FOR FILL PLUG (9078) | Polymetron
09078=C=1030 | 11.05 | 3% | 10.72 | PLUG, ELECTROLYTE FILL (9078) | Polymetron
09123=C=0200 | 370 | 3% | 358.9 | CATIONIC RESIN EMPTY CARTRIDGE | GLI
09125=A=1485 | 381 | 3% | 369.57 | PROFIBUS DP WITH BOARD | Polymetron
09125=A=2485 | 140 | 3% | 135.8 | RS485 JBUS/MODBUS W/BOARD | Polymetron
09125=T=0000 | 109 | 3% | 105.73 | CERTIFICAT DE TEST POUR 9125 | Polymetron
09180=A=1501 | 688 | 3% | 667.36 | AMPEROMETRIC BRD.,REV.E OR LATER | Polymetron
09180=A=8005 | 203 | 3% | 196.91 | Connection cable 0.5 m for Clarck cell (9184 Acidif & 9183) | Polymetron
09180=A=8010 | 240 | 3% | 232.8 | CLARK CELL 10m CONNEXION CABLE | Polymetron
09181=A=1200 | 87.55 | 3% | 84.92 | Calibration cap for 9181 O2 ppm analyser | Polymetron
09181=A=2000 | 1135 | 3% | 1100.95 | 9181 PRBASSY W/ 10M CBL NTC | Hach
09181=A=3600 | 71.75 | 5% | 68.16 | ELECTROLYTE GEL FOR OXISTAT D.O. MTR | Polymetron
09181=A=4001 | 691 | 3% | 670.27 | SYSTEME DE NETTOYAGE 9181 240 VAC | Polymetron
09181=A=4003 | 691 | 3% | 670.27 | SYSTEME DE NETTOYAGE 9181 24 VAC | Polymetron
09182=A=1000 | 1527 | 3% | 1481.19 | OXYGEN ELECTRODE W/NTC SENSOR FOR | Polymetron
09182=A=6211 | 949 | 3% | 920.53 | CKT BD ASSY, 9182 CPU BD, PROG'D W/ BLUE DISPLAY | Polymetron
09183=A=3500 | 313 | 3% | 303.61 | Box of 5 premounted membranes O2 ppb Faraday | Polymetron
09183=A=5500 | 857 | 3% | 831.29 | Faraday control board | Polymetron
09183=A=6211 | 979 | 3% | 949.63 | Kit_to-replace-CPU_Programmed&Configured for 9183-O2ppbFaraday_Blue-display(small)_Compatible with all versions of 91xx-enclosures. | Polymetron
09183=C=1000 | 424 | 3% | 411.28 | Flow-through cell plexyglass body without cap | Polymetron
09183=C=4400 | 115 | 3% | 111.55 | Adaptor F 1/4" NPT vs. M 1/2" | Polymetron
09184=A=3500 | 371 | 3% | 359.87 | BOX OF 4 MEMBRANES 9184 CHLOROMAT | Polymetron
09184=A=3600 | 138 | 5% | 131.1 | ELECTROLYTE 100 ML FOR 9184 CHLOROMT | Hach
09185=A=1000 | 1618 | 3% | 1569.46 | SENSOR, FOR 9185 OZONE ANALYZER | Hach
09185=A=3600 | 94.95 | 5% | 90.2 | ELECTROLYTE 100 ML FOR 9185 OZONMAT | Polymetron
09185=A=6211 | 919 | 3% | 891.43 | KIT, REPLMT CPU W 9185-03 FRMW FOR 91XX METERS | Polymetron
09186=A=0600 | 1677 | 3% | 1626.69 | RESIN CARTRIDGE FOR 9186 ZERO CAL | Polymetron
09186=C=0110 | 1087 | 3% | 1054.39 | VENTURI BLK & BODY W/O INJ NOZL,9186 | Polymetron
09187=A=3600 | 87.19 | 5% | 82.83 | ELECTROLYTE 100 ML FOR 9187 CHLOR | Polymetron
09210=A=0600 | 70.49 | 3% | 68.38 | WEIGHT WITH FILTRATION GRID | Polymetron
09210=A=0640 | 51.45 | 3% | 49.91 | CAPSULE-FILTERS (4X) | Polymetron
09210=A=1240 | 198 | 3% | 192.06 | Pump connection card kit for 9210 | Polymetron
09210=A=8000 | 331 | 3% | 321.07 | 1 YR SPARE PART KIT, 9210 (ALL) AND 9211, NOT EQUIPPED WITH NEW FILTERS | Polymetron
09210=A=8002 | 377 | 3% | 365.69 | 1 YR SPARE KIT, 9210 PH2 ONLY, ALREADY EQUIPPED WITH CAPSULE FILTERS | Polymetron
09210=A=8042 | 768 | 3% | 744.96 | PUMP KIT (1X), 9210 PH2, ALREADY EQUIPPED W/FILTER | Polymetron
09210=A=8091 | 305 | 3% | 295.85 | KIT: 4 X REAGENT_TUBE-GUIDE +1XCAL | Polymetron
09210=C=7010 | 381 | 3% | 369.57 | 9210 SILKOSTAT DRY CHEMICALS FOR 50 DAYS | Polymetron
09240=A=0510 | 37.95 | 3% | 36.81 | TAP FOR DIPA BOTTLE W/QUICK CONNECTOR | Polymetron
09240=A=1500 | 372 | 3% | 360.84 | POTENTIOMETRIC MODULE, SODIUM | Polymetron
09240=A=8020 | 57.95 | 5% | 55.05 | REAGENT BOTTLES, SODIUM | Polymetron
09240=A=8315 | 1320 | 3% | 1280.4 | KIT, INSTALL FOR 9240 SODIUM ANALZR | Polymetron
09240=A=9510 | 419 | 5% | 398.05 | DIPA BOTTLE W/POROUS CARTRIDE, TAP | Polymetron
09240=C=0256 | 314 | 3% | 304.58 | CONDUCTIVITY SENSOR, SODIUM | Polymetron
09245=A=0001 | 9972 | 3% | 9672.84 | SODIUM MONOCHANNEL, PANEL, AUTOCAL | Polymetron
09245=A=0101 | 10216 | 3% | 9909.52 | SODIUM MONOCHANNEL AUTOCAL,ENCLOSURE | Polymetron
09245=A=1101 | 10553 | 3% | 10236.41 | 9245 SODIUM ANALYZER W/ K KIT OPTION | Polymetron
09245=A=8315 | 1294 | 3% | 1255.18 | KIT, INSTALLATION FOR 9245 SODIUM | Polymetron
09523=A=7000 | 768 | 3% | 744.96 | POLYMETRON 9X23 RESIN CARTRIDGE | Polymetron
09523=A=7010 | 302 | 3% | 292.94 | POLYMETRON 9X23 RESIN KIT | Polymetron
09523=A=9000 | 2350 | 3% | 2279.5 | POLYMETRON 9X23 Hydraulic kit | Polymetron
09523=A=9500 | 7275 | 3% | 7056.75 | KTO: 9523 Cation Conductivity | Polymetron
09523=C=0100 | 686 | 3% | 665.42 | POLYMETRON 9X23 MEASUREMENT CELL | Polymetron
09523=C=0200 | 368 | 3% | 356.96 | POLYMETRON 9X23 EMPTY RESIN CARTRIDGE | Polymetron
09523=C=0300 | 87.65 | 3% | 85.02 | POLYMETRON 9X23 RESIN CARTRIDGE CAP | Polymetron
1000A3316-102 | 425 | 3% | 412.25 | ASSY-FLOW CHAMBER,316 SS | Polymetron
1000A3330-001 | 243 | 3% | 235.71 | M33/53 COMMUNICATION FOR | GLI
1000A3330-002 | 243 | 3% | 235.71 | M33/53 COMMUNICATION FOR | GLI
1000A3335-001 | 562 | 3% | 545.14 | LCP SPRAY WASHER, 1-1/2 | GLI
1000A3335-002 | 1401 | 3% | 1358.97 | AIR COMP,115V,LCP WASH | GLI
1000A3335-003 | 1401 | 3% | 1358.97 | AIR COMP,230V,LCP WASH | GLI
1000A3335-005 | 1123 | 3% | 1089.31 | HIR COMP,115V,1"pH SYSTEM | GLI
1000A3430-001 | 520 | 3% | 504.4 | KIT,RS485-TO-RS232 CONVER | Hach
1000A3434-001 | 1717 | 3% | 1665.49 | KIT,HVIEW SOFTWARE | Hach
1000A3441-001 | 34.39 | 3% | 33.36 | KIT-MNTNG HRDWR, MDL 33 | GLI
1000A7F1037 | 17.55 | 3% | 17.02 | TOOL, DEPTH GAGE | GLI
1000C4F3217-101 | 6.99 | 3% | 6.78 | FAB-BRACKET,MOUNTING, | GLI
1000F1236-111 | 51.89 | 3% | 50.33 | si FAB-TUBE FITTNG,KYNAR,1/2 | Polymetron
1000F3017 | 25.15 | 3% | 24.4 | FAB-MOUNTING PLATE | GLI
1000F3293-007 | 197 | 5% | 187.15 | si FAB-SEALING HUB,PVDF | GLI
1000F3293-102 | 158 | 3% | 153.26 | FAB. SEALING HUB,CPVC | GLI
1000F3321-001 | 72.05 | 3% | 69.89 | FAB-ADAPTER pHOX DO SENSO | GLI
1000F3407-00882 | 63.35 | 3% | 61.45 | si PIPE,1-1/2",PVC80,SLOT, | Hach
1000F3407-00888 | 56.69 | 3% | 54.99 | si PIPE,1-1/2",PVC80.88L,NPT | Hach
1000F6343-04802 | 56.39 | 3% | 54.7 | si PIPE, 1/2, CPVC80, 48.0L | Hach
1000G1212 | 604 | 3% | 585.88 | BOM-PROGRM EPROM FOR 95P( | Hach
1000G3075-101 | 147 | 3% | 142.59 | X-P ENCL KIT,ALUMINUM,BAS | GLI
1000G3228-101 | 50.79 | 3% | 49.27 | ASSY-KIT,53 MNTG HDWRE | GLI
1000G3316-101 | 166 | 3% | 161.02 | ASSY-FLOW CHAMBER,KYNAR | Polymetron
10049 | 46.95 | 5% | 44.6 | ACETIC ACID, GLACIAL ACS 500ML | Hach
100868 | 10.55 | 5% | 10.02 | DETERGENTS REAGENT PWD PLW PK/25 | Hach
102133 | 11.39 | 5% | 10.82 | TITRAVER TITRANT, 0.100M 29ML | Hach
102149 | 29.55 | 5% | 28.07 | EDTA STD SOLN, 0.20N 500ML | Hach
102233 | 18.25 | 5% | 17.34 | MAGNESIUM SULFATE STD SOLN 29ML | Hach
103769 | 26.45 | 5% | 25.13 | FERROUS IRON RGT PP 25ML PK/100 | Hach
104128 | 252 | 5% | 239.4 | KTO: MOLYBDATE RGT HR PWD PW PK/1000 | Hach
104199 | 34.85 | 5% | 33.11 | MOLYBDATE RGT HR PP 25ML PK/100 | Hach
104228 | 321 | 5% | 304.95 | KTO: ACID REAGENT PP 25ML PK/1000 | Hach
104299 | 44.19 | 5% | 41.98 | ACID REAGENT PP 25ML PK/100 | Hach
104320 | 62.15 | 5% | 59.04 | CHLORIDE 2 POWDER, 28.3G | Hach
104399 | 20.09 | 5% | 19.09 | CHLORIDE 2 IND PWD PLWS PK/100 | Hach
104504 | 63.55 | 5% | 60.37 | KTO: SODIUM HYDROXIDE, 1.00N 1L PK/4 | Hach
104517 | 63.55 | 5% | 60.37 | SODIUM HYDROXIDE 1.000N, 3.60L | Hach
104532 | 17.35 | 5% | 16.48 | SODIUM HYDROXIDE,1.00N 100ML MDB | Hach
104542 | 14.25 | 5% | 13.54 | SODIUM HYDROXIDE, 1.0N 100ML | Hach
104553 | 25.99 | 5% | 24.69 | SODIUM HYDROXIDE, 1.00N 1000ML | Hach
104633 | 15.45 | 5% | 14.68 | FILTRATION AID SOLN 29ML DB | Hach
104732 | 14.05 | 5% | 13.35 | SODIUM ARSENITE SOLN, 5G/L 100ML | Hach
10501H | 38.39 | 5% | 36.47 | AMMONIUM CHLORIDE AR 454G | Hach
105599 | 17.85 | 5% | 16.96 | SULFAMIC ACID PWD PLWS PK/100 | Hach
1056 | 161 | 3% | 156.17 | RETAINER FOR 24-350 ML GLASS BOTTLES | American Sigma
105766 | 21.99 | 5% | 20.89 | CHLORIDE 2 IND PP 100ML PK/50 | Hach
105932 | 23.89 | 5% | 22.7 | DETERGENTS REAGENT 100 TESTS MDB | Hach
10604 | 56.09 | 5% | 53.29 | AMMONIUM HYDROXIDE(28% AS NH3) 2.5L | Hach
106199 | 24.79 | 5% | 23.55 | PHOSPHATE 2 RGT PWD PLWS PK/100 | Hach
10649 | 33 | 5% | 31.35 | AMMONIUM HYDROXIDE(28% AS NH3) 500ML | Hach
107166 | 14.55 | 5% | 13.82 | MANGANOUS SULFATE PWD PLWS PK/50 | Hach
107266 | 14.15 | 5% | 13.44 | ALKALINE IODIDE-AZIDE PP PK/50 | Hach
107399 | 30.45 | 5% | 28.93 | SULFAMIC ACID PP 300ML PK/100 | Hach
107728 | 216 | 5% | 205.2 | KTO: POTASSIUM IODIDE PWD PLW PK/1000 | Hach
107728K | 216 | 5% | 205.2 | KTOALT: POTASSIUM IODIDE PWD PLW PK/1000 | Hach
107760 | 55.35 | 5% | 52.58 | KI REFILL VIAL, 50 grams | Hach
107799 | 22.55 | 5% | 21.42 | POTASSIUM IODIDE PP PK/100 | Hach
108041 | 4.55 | 3% | 4.41 | BEAKER, PP LOW FORM 50ML | Hach
108042 | 6.05 | 3% | 5.87 | BEAKER, PP LOW FORM 100ML | Hach
108044 | 6.79 | 3% | 6.59 | BEAKER, PP LOW FORM 150ML | Hach
108046 | 9.29 | 3% | 9.01 | BEAKER, PP LOW FORM 250ML | Hach
108048 | 13.55 | 3% | 13.14 | BEAKER, PP LOW FORM 400ML | Hach
108052 | 15.05 | 3% | 14.6 | BEAKER, PP LOW FORM 600ML | Hach
108053 | 17.45 | 3% | 16.93 | BEAKER, PP LOW FORM 1000ML | Hach
108071 | 34.29 | 3% | 33.26 | BEAKER, PP LOW FORM 50ML PK/12 | Hach
108072 | 43.69 | 3% | 42.38 | BEAKER, PP LOW FORM 100ML PK/12 | Hach
108074 | 56.09 | 3% | 54.41 | BEAKER, PP LOW FORM 150ML PK/12 | Hach
108076 | 38.49 | 3% | 37.34 | BEAKER, PP LOW FORM 250ML PK/6 | Hach
108078 | 56.39 | 3% | 54.7 | BEAKER, PP LOW FORM 400ML PK/6 | Hach
108082 | 47.79 | 3% | 46.36 | BEAKER, PP LOW FORM 600ML PK/4 | Hach
108083 | 44.99 | 3% | 43.64 | BEAKER, PP LOW FORM 1000ML PK/3 | Hach
108138 | 17.45 | 3% | 16.93 | CYLINDER, GRADUATED PP 10ML | Hach
108140 | 18.85 | 3% | 18.28 | CYLINDER, GRADUATED PP 25ML | Hach
108141 | 20.85 | 3% | 20.22 | CYLINDER, GRADUATED PP 50ML | Hach
108142 | 25.19 | 3% | 24.43 | CYLINDER, GRADUATED PP 100ML | Hach
108146 | 31.45 | 3% | 30.51 | CYLINDER, GRADUATED PP 250ML | Hach
108149 | 40.39 | 3% | 39.18 | CYLINDER, GRADUATED PP 500ML | Hach
108153 | 51.85 | 3% | 50.29 | CYLINDER, GRADUATED PP 1000ML | Hach
108154 | 80.45 | 3% | 78.04 | CYLINDER, GRADUATED PP 2OOOML | Hach
108243 | 14.15 | 3% | 13.73 | FLASK, ERLENMEYER PP 125ML | Hach
108246 | 15.15 | 3% | 14.7 | FLASK, ERLENMEYER PP 250ML | Hach
108273 | 117 | 3% | 113.49 | FLASK, ERLENMEYER PP 125ML PK/12 | Hach
108276 | 75.55 | 3% | 73.28 | FLASK, ERLENMEYER PP 250ML PK/6 | Hach
108367 | 7.49 | 3% | 7.27 | FUNNEL, ANALYTICAL PP 65MM | Hach
108368 | 6.35 | 3% | 6.16 | FUNNEL, ANALYTICAL 75MM POLPRPLN | Hach
108370 | 9.95 | 3% | 9.65 | FUNNEL, ANALYTICAL 100MM PP | Hach
11032H | 14.35 | 5% | 13.63 | AMMONIUM MOLYBDATE RGT 100ML MDB | Hach
110649 | 28.55 | 5% | 27.12 | SILICA STD SOLN, 1MG/L 500ML | Hach
1116 | 102 | 3% | 98.94 | BOTTLE,(8) 1.9 LITER GLASS | American Sigma
111729 | 22.45 | 5% | 21.33 | SILICA STD SOLN, 50MG/L 200ML | Hach
1118 | 188 | 3% | 182.36 | mc BOTTLE SET(6)1.9 L GLASS WITH CAPS | American Sigma
11201H | 59.99 | 5% | 56.99 | AMMONIUM PERSULFATE, ACS 454G | Hach
1123726 | 33.55 | 3% | 32.54 | UREA REAGENT, 100G ACS GRADE | Hach
1124224 | 127 | 5% | 120.65 | N NAPHTHYL DIHYDROCHLORIDE 25G | Hach
1125614 | 31.79 | 5% | 30.2 | FERROUS AMMONIUM SULFATE, 113G | Hach
11401 | 62.15 | 5% | 59.04 | BARIUM CHLORIDE, 454G | Hach
1170300 | 29.45 | 3% | 28.57 | MICROSCOPE SLIDES PK/72 | Hach
11L0AN | 361 | 3% | 350.17 | LIQUID LEVEL CONTROLLER | GLI
12001 | 120 | 5% | 114 | CALCIUM CARBONATE PRI STD 454G | Hach
12014 | 48.35 | 5% | 45.93 | CALCIUM CARBONATE, PRI STD 113G | Hach
120161 | 1391 | 3% | 1349.27 | RACK ASSEMBLY, TOC ANALYZERS | Astro
1206499 | 38.95 | 5% | 37 | BARIVER 4 POWDER PILLOWS PK/100 | Hach
1206514 | 157 | 5% | 149.15 | SULFAVER 4, SULFATE RGT PWD 113G | Hach
1206528 | 275 | 5% | 261.25 | KTO: SULFAVER 4 PWD PLWS PK/1000 | Hach
1206599 | 33.25 | 5% | 31.59 | SULFAVER 4 POWDER PILLOWS PK/100 | Hach
1206628 | 343 | 5% | 325.85 | KTO: CHROMAVER 3 PWD PLW 25ML PK/1000 | Hach
1206628K | 343 | 5% | 325.85 | KTOALT: CHROMAVER 3 PWD PLW 25ML PK/1000 | Hach
1206699 | 46.29 | 5% | 43.98 | CHROMAVER 3 PP 25ML PK/100 | Hach
1206701 | 276 | 3% | 267.72 | HOT PLATE, MICRO 120V 50/60HZ | Hach
12153 | 35.35 | 5% | 33.58 | CALCIUM STD SLN, 1000MG/L 1000ML | Hach
1218629 | 23.05 | 5% | 21.9 | COD STD SOLN, 300MG/L 200ML | Hach
1218649 | 41.59 | 5% | 39.51 | COD STD SOLN, 300MG/L 500ML | Hach
1218900 | 28.99 | 3% | 28.12 | PIPETTE FILLER, 3-VALVE | Hach
1222149 | 12.85 | 5% | 12.21 | BUFFER SOLN, PH10.01 500ML | Hach
1222156 | 50.25 | 5% | 47.74 | BUFFER SOLN, PH10.01 4L | Hach
1222220 | 16.15 | 5% | 15.34 | BUFFER SOLN, PH7.00 25ML | Hach
1222249 | 12.85 | 5% | 12.21 | BUFFER SOLN, PH7.00 500ML | Hach
1222256 | 50.25 | 5% | 47.74 | BUFFER SOLN, PH7.00 4L | Hach
1222336 | 5.55 | 5% | 5.27 | BUFFER SOLN, pH4.01, 15ML, COLORLESS | Hach
1222349 | 12.85 | 5% | 12.21 | BUFFER SOLN, PH4.01 500ML | Hach
1222356 | 50.25 | 5% | 47.74 | BUFFER SOLN, PH4.01 4L | Hach
1225400 | 23.09 | 3% | 22.4 | MORTAR 80MM OD | Hach
1225500 | 28.99 | 3% | 28.12 | PESTLE 157MM LONG | Hach
1225600 | 6.65 | 3% | 6.45 | SPATULA, MICRO STAINLESS STEEL | Hach
1225700 | 4.95 | 3% | 4.8 | SCOOP, DOUBLE ENDED | Hach
1226300 | 2.55 | 3% | 2.47 | SYRINGE, 1CC LUER SLIP TIP PKGD | Hach
1226729 | 18.15 | 5% | 17.24 | HYDROCHLORIC ACID, WEAK 200ML | Hach
1227429 | 25.99 | 5% | 24.69 | HYDROCHLORIC ACID, STRONG 200ML | Hach
1227642 | 23.29 | 5% | 22.13 | ISOPROPYL ALCOHOL, TECH 100ML | Hach
1228949 | 34.55 | 5% | 32.82 | POTASSIUM IODIDE SOLN, 10% 500ML | Hach
1232120 | 20.29 | 5% | 19.28 | CALCIUM SULFATE POWDER, 50 TESTS | Hach
123349 | 40.59 | 5% | 38.56 | CHROMIC ACID CLEANING SOLN,500ML | Hach
125=000=003 | 2311 | 3% | 2241.67 | ELECTRODE, AMMONIA W/ELECT. & MEMB. | Polymetron
125=000=203 | 126 | 3% | 122.22 | ELECTROLYTE, INTRNL, AMM (8810) | Polymetron
125=010=003 | 589 | 3% | 571.33 | STICK SILVER ELECTRODE | Polymetron
1255149 | 41.49 | 5% | 39.42 | SILVER NITRATE STD 0.141N 500ML | Hach
1261699 | 98.99 | 5% | 94.04 | DITHIVER METALS RGT PP PK/100 | Hach
1261742 | 28.99 | 5% | 27.54 | LEAD STD SOLN, 100MG/L 100ML | Hach
126936 | 11.99 | 5% | 11.39 | SILICONE OIL 15ML SCDB | Hach
127032 | 13.75 | 5% | 13.06 | SULFURIC ACID, 1.000N 100ML MDB | Hach
127053 | 25.99 | 5% | 24.69 | SULFURIC ACID, 1.0N 1000ML | Hach
1271028 | 259 | 5% | 246.05 | KTO: CHROMAVER 3 PP 5 OR 10ML PK/1000 | Hach
1271099 | 32.75 | 5% | 31.11 | CHROMAVER 3 PP 5 OR 10ML PK/100 | Hach
1279142 | 18.65 | 5% | 17.72 | MANGANESE STD, 1000MG/L 100ML | Hach
1279249 | 28.35 | 5% | 26.93 | NITROGEN, NITRATE 1000MG/L 500ML | Hach
1279642 | 29.19 | 5% | 27.73 | LEAD STD SOLN, 1000MG/L 100ML | Hach
12842 | 21.29 | 5% | 20.23 | COPPER STD SOLN, 100MG/L 100ML | Hach
12932 | 24.69 | 5% | 23.46 | COPPER STD SOLN,10MG/L 100ML MDB | Hach
129523 | 19.5 | 5% | 18.53 | Ninhydrin, 99%, 10 g | Hach
1321B2F9986-104 | 222 | 3% | 215.34 | vv ADAPTOR,2" NPT FLOW-THRU, | Polymetron
1321B2F9988-107 | 255 | 3% | 247.35 | ADAPTOR,2" NPT INSERTION, | GLI
1322 | 54 | 3% | 52.38 | RETAINER,24-1 L POLY/8 BTL. SAMPLING | American Sigma
13224 | 34.05 | 5% | 32.35 | ERIOCHROME BLACK T, PRAC 25G | Hach
1336 | 25 | 3% | 24.25 | CABLE,SUSPENSION HARNESS | American Sigma
13406 | 60.35 | 5% | 57.33 | HYDROCHLORIC ACID, ACS 2.5L | Hach
13449 | 33.85 | 5% | 32.16 | HYDROCHLORIC ACID, ACS 500ML | Hach
135129 | 28 | 5% | 26.6 | D-Fructose, 99%, 250 g | Hach
1352900 | 281 | 3% | 272.57 | FILTER HOLDER, 47MM MAG BASE | Hach
1353000 | 121 | 3% | 117.37 | FILTER, MEMB PLAIN 47MM PK/100 | Hach
1353001 | 148 | 3% | 143.56 | FILTER, MEMB GRID 47MM PK/200 GELMAN | Hach
1353002 | 481 | 3% | 466.57 | FILTER, MEMB GRID 47MM PK/1000 | Hach
1353702 | 90 | 3% | 87.3 | SAMPLE CELL, 1 INCH SQ PK/2 | Hach
1354 | 65 | 3% | 63.05 | SAMPLER LOCKING ASSEMBLY | American Sigma
1355 | 96 | 3% | 93.12 | mc HARNESS,SUSPENSION | American Sigma
1367 | 98 | 3% | 95.06 | CONTAINER,4 GALLON POLY. WITH CAP | American Sigma
1368 | 396 | 3% | 384.12 | RETAINER,FULL BOTTLE SHUT-OFF | American Sigma
1369 | 114 | 3% | 110.58 | mc BOTTLE SET,(24) 575 ML POLY. W/CAPS | American Sigma
1372 | 302 | 3% | 292.94 | BOTTLE SET,(96) 575 ML POLY W/O CAPS | American Sigma
1375 | 1181 | 3% | 1145.57 | DISTRIBUTOR ASSY,W/ARM FOR 24 | American Sigma
1381401 | 53.99 | 3% | 52.37 | FAUCET ADAPTER ASSY, W/HOSE FTG | Hach
13949 | 23.59 | 5% | 22.41 | IRON STD SOLN, 1MG/L 500ML | Hach
13L1B0NN | 849 | 3% | 823.53 | LEVEL SWTCH,115V,36"PRB | GLI
1400153 | 42.55 | 5% | 40.42 | POTASSIUM IODIDE-IODATE 1000ML | Hach
1402442 | 24.19 | 5% | 22.98 | CADMIUM STD SOLN, 100MG/L 100ML | Hach
1403268 | 17.45 | 5% | 16.58 | ZINCOVER 5 ZINC REAGENT PP PK/25 | Hach
1403332 | 17.45 | 5% | 16.58 | CYCLOHEXANONE 100ML MDB | Hach
1403353 | 58.95 | 5% | 56 | CYCLOHEXANONE, ACS 1000ML | Hach
1403428 | 234 | 5% | 222.3 | KTO: NITRAVER 5 PP 25ML PK/1000 | Hach
140349 | 31.45 | 5% | 29.88 | SILICA STD SOLN, 10MG/L 500ML | Hach
1403499 | 48.65 | 5% | 46.22 | NITRAVER 5 PWD PLWS 25ML PK/100 | Hach
1403546 | 15.75 | 5% | 14.96 | NITRAVER 5 PWD PLWS 5ML PK/50 | Hach
1403599 | 30.55 | 5% | 29.02 | NITRAVER 5 PWD PLWS 5ML PK/100 | Hach
1403969 | 36.09 | 5% | 34.29 | CYANIVER 3 RGT PP 25ML PK/100 | Hach
1404099 | 36.09 | 5% | 34.29 | CYANIVER 4 RGT PP 25ML PK/100 | Hach
1404169 | 36.09 | 5% | 34.29 | CYANIVER 5 RGT PP 25ML PK/100 | Hach
14049 | 31.45 | 5% | 29.88 | IRON STD SOLN, 10MG/L 500ML | Hach
1405566 | 21.69 | 5% | 20.61 | BUFFER PWD PLWS, PH6.00 PK/50 | Hach
1405940 | 92.55 | 3% | 89.77 | BURET, STRAIGHT ACRYLIC 25ML | Hach
1405941 | 105 | 3% | 101.85 | BURET, STRAIGHT ACRYLIC 50ML | Hach
1406041 | 26.95 | 3% | 26.14 | FLASK, VOLUMETRIC PP 50ML | Hach
1406042 | 28.35 | 3% | 27.5 | FLASK, VOLUMETRIC PP 100ML | Hach
1406046 | 36.09 | 3% | 35.01 | FLASK, VOLUMETRIC PP 250ML | Hach
1406049 | 41.89 | 3% | 40.63 | FLASK, VOLUMETRIC PP 500ML | Hach
1406053 | 55 | 3% | 53.35 | FLASK, VOLUMETRIC PP 1000ML | Hach
1406149 | 85.69 | 3% | 83.12 | FUNNEL, SEPARATORY PP 500ML | Hach
1406428 | 202 | 5% | 191.9 | DPD TOT CHLORINE PP 25ML PK/1000 | Hach
1406499 | 23.79 | 5% | 22.6 | DPD TOT CHLORINE PP 25ML PK/100 | Hach
1406528 | 319 | 5% | 303.05 | KTO: NITRIVER 3, NITRITE RGT PK/1000 | Hach
1406599 | 44.55 | 5% | 42.32 | NITRIVER 3 PWD PLWS 25ML PK/100 | Hach
1407028 | 202 | 5% | 191.9 | DPD FREE CHLORINE 25ML PK/1000 | Hach
1407053 | 1154 | 5% | 1096.3 | DPD FREE CHLORINE RGT PWD, 1 KG | Hach
1407099 | 23.79 | 5% | 22.6 | DPD FREE CHLORINE PP 25ML PK/100 | Hach
1407628 | 173 | 5% | 164.35 | DPD TOT CHLORINE PP 5ML PK/1000 | Hach
1407699 | 19.85 | 5% | 18.86 | DPD TOT CHLORINE PP 5ML PK/100 | Hach
1407728 | 173 | 5% | 164.35 | DPD FREE CHLORINE PP 5ML PK/1000 | Hach
1407799 | 19.85 | 5% | 18.86 | DPD FREE CHLORINE PP 5ML PK/100.. | Hach
1407828 | 210 | 5% | 199.5 | KTO: NITRIVER 3 PWD PLWS 5ML PK/1000 | Hach
1407899 | 24.99 | 5% | 23.74 | NITRIVER 3 PWD PLWS 5ML PK/100 | Hach
1407995 | 12.95 | 5% | 12.3 | BUFFER PWD PLWS, PH8.00 PK/15 | Hach
1408026 | 168 | 5% | 159.6 | CDTA, MAGNESIUM SALT 100G | Hach
1408099 | 39.05 | 5% | 37.1 | CDTA MAGNESIUM SALT PP PK/100 | Hach
1408100 | 143 | 5% | 135.85 | TEST KIT, NI-12 NITRATE-NITRITE | Hach
1408100RGT | 53.9 | 5% | 51.21 | REAGENT SET, NI-12 TEST KIT (1408100) | Hach
1408188 | 5.69 | 3% | 5.52 | INSTRUCTIONS, NI-12 TEST KIT | Hach
1409417 | 156 | 5% | 148.2 | OXALIC ACID 2 REAGENT 3.78L | Hach
1409895 | 12.95 | 5% | 12.3 | BUFFER PWD PLWS, PH6.86 PK/15 | Hach
1410326 | 47.05 | 3% | 45.64 | EC MEDIUM, DEHYDRATED 100G | Hach
1410334 | 93.15 | 3% | 90.36 | EC MEDIUM, DEHYDRATED 500G | Hach
1410415 | 29.79 | 3% | 28.9 | EC MEDIUM MPN TUBES PK/15 | Hach
1410766 | 22.75 | 5% | 21.61 | BUFFER, PH9.00 PP 50ML PK/50 | Hach
1411100 | 101 | 5% | 95.95 | TEST KIT, CN-67 CHLORINE DPD PH | Hach
1411100RGT | 53.75 | 5% | 51.06 | REAGENT SET, CN-67 TEST KIT (1411100) | Hach
1411928 | 414 | 5% | 393.3 | KTO: NITRAVER 6 RGT PP 30ML PK/1000 | Hach
1411999 | 59.55 | 5% | 56.57 | NITRAVER 6 RGT PP 30ML PK/100 | Hach
1412099 | 38.79 | 5% | 36.85 | NITRAVER 6 PWD PLWS 5ML PK/100 | Hach
1414 | 210 | 3% | 203.7 | mc BATTERY,GEL,12 VDC,6 AH | American Sigma
141410 | 65.59 | 5% | 62.31 | STD COLOR SOLN 500 UNITS, 10ML | Hach
141453 | 183 | 5% | 173.85 | STD COLOR SOLN 500 UNITS, 1000ML | Hach
1414669 | 42.75 | 5% | 40.61 | MOLYVER 1 REAGENT PP 25ML PK/100 | Hach
1414869 | 42.75 | 5% | 40.61 | MOLYVER 2 REAGENT PP 25ML PK/100 | Hach
1414X | 231 | 3% | 224.07 | BATTERY ASSY,GEL,12 VDC,6AH,FM | American Sigma
1415142 | 29.55 | 5% | 28.07 | CHROMIUM, TRIVALENT 50MG/L 100ML | Hach
1416066 | 11.19 | 5% | 10.63 | NUTRIENT BFR SOLN PLW .5ML PK/50 | Hach
1416100 | 85.55 | 5% | 81.27 | TEST KIT, NI-14 NITRATE LOW | Hach
1416100RGT | 61.9 | 5% | 58.81 | REAGENT SET, NI-14 TEST KIT (1416100) | Hach
1416369 | 32.8 | 5% | 31.16 | LITHIUM HYDROXIDE PWD PLW PK/100 | Hach
1416442 | 44.75 | 5% | 42.51 | POTASSIUM PERMANGANATE SOL 100ML | Hach
1417099 | 81.05 | 5% | 77 | BOROVER 3 RGT PWD PLWS PK/100 | Hach
1417442 | 27.19 | 5% | 25.83 | ALUMINUM STD SOLN, 100MG/L 100ML | Hach
1417542 | 15.75 | 5% | 14.96 | IRON STD SOLN, 100.0MG/L 100ML | Hach
1417642 | 23.19 | 5% | 22.03 | NICKEL STD SOLN, 1000MG/L 100ML | Hach
1417742 | 27.39 | 5% | 26.02 | ZINC STD SOLN, 1000MG/L 100ML | Hach
1417869 | 42.75 | 5% | 40.61 | MOLYVER 3 REAGENT PP 25ML PK/100 | Hach
141832 | 17.05 | 5% | 16.2 | HYDROCHLORIC ACID,2.5N 100ML MDB | Hach
1418642 | 30.15 | 5% | 28.64 | MOLYBDENUM STD, 1000MG/L 100ML | Hach
1418742 | 23.99 | 5% | 22.79 | MOLYBDENUM STD SOLN,10MG/L 100ML | Hach
1418828 | 385 | 5% | 365.75 | KTO: CUVER 1, COPPER REAGENT PK/1000 | Hach
1418899 | 50.85 | 5% | 48.31 | CUVER 1 COPPER PP 25ML PK/100 | Hach
1419301 | 196 | 5% | 186.2 | TEST KIT, MO-2 MOLYBDATE, 0-40 mg/L | Hach
1419301RGT | 124.95 | 5% | 118.7 | REAGENT SET, MO-2 TEST KIT (1419301) | Hach
1419542 | 33.25 | 5% | 31.59 | rr MERCURY STD SOLN, 1000MG/L 100ML | Hach
1419705 | 14.35 | 3% | 13.92 | DROPPER, GLASS .5&1ML PK/5 | Hach
1420299 | 73.69 | 5% | 70.01 | BUFFER PWD PLW, CITRATE PK/100 | Hach
1420416 | 30.7 | 5% | 29.17 | PHOSPHATE STD SOLN, 10MG/L 946ML | Hach
1420542 | 37.35 | 5% | 35.48 | ACETATE STD SOLN, 1000MG/L 100ML | Hach
1420703 | 117 | 5% | 111.15 | aa MOLYBDOVANADATE REAGENT 2.9L | Hach
1420704 | 111 | 5% | 105.45 | KTO: MOLYBDOVANADATE RGT, PK/4X946ML | Hach
1420716 | 32.75 | 5% | 31.11 | MOLYBDOVANADATE RGT-P04, 946ML | Hach
1421042 | 38.09 | 5% | 36.19 | NEODYMIUM CHLORIDE SOLN, 100ML | Hach
1421128 | 178 | 5% | 169.1 | KTO: CUVER 1 RGT PWD PLWS 5ML PK/1000 | Hach
1421199 | 21.99 | 5% | 20.89 | CUVER 1 RGT PWD PLWS 5ML PK/100 | Hach
1421300 | 78.09 | 5% | 74.19 | TEST KIT, CU-5 COPPER, CUVER I | Hach
1421300RGT | 21.45 | 5% | 20.38 | REAGENT SET, CU-5 TEST KIT (1421300) | Hach
1422 | 79 | 3% | 76.63 | RETAINER,(8),(24) POLY/GLASS BOTTLES | American Sigma
1422249 | 57.15 | 5% | 54.29 | COBALT CHLORIDE SOLN, 500ML | Hach
1423188 | 7.05 | 3% | 6.84 | INSTRUCTIONS, MICRO. PIPET | Hach
1423825 | 29.25 | 3% | 28.37 | CAP, BLK PHEN 15-415 PK/25 | Hach
1424210 | 57.15 | 5% | 54.29 | PHOSPHATE 500MG/L 10ML AMP PK/16 | Hach
1424232 | 47.49 | 5% | 45.12 | PHOSPHATE STD, 500MG/L 100ML MDB | Hach
1424342 | 31.75 | 5% | 30.16 | PHOSPHATE STD SOLN, 15MG/L 100ML | Hach
1424610 | 62.45 | 5% | 59.33 | ZINC, 25MG/L STD 10ML AMP PK/16 | Hach
1425010 | 57.15 | 5% | 54.29 | CHLORIDE, 12500 10ML AMP PK/16 | Hach
1425249 | 51.65 | 5% | 49.07 | SULFATE STD SOLN, 2500MG/L 500ML | Hach
1425310 | 64.55 | 5% | 61.32 | IRON, 25MG/L STD 10ML AMP PK/16 | Hach
1425610 | 63.55 | 5% | 60.37 | CHROMIUM 6, 12.5MG/L 10ML PK/16 | Hach
1426010 | 60.65 | 5% | 57.62 | NITROGEN 500MG/L 10ML AMP PK/16 | Hach
1426020 | 50.49 | 5% | 47.97 | NITROGEN, 500MG/L 2ML AMP PK/20 | Hach
1426810 | 52.89 | 5% | 50.25 | CHLORINE, 50-75MG/L PK/16 10ML | Hach
1426820 | 48.15 | 5% | 45.74 | CHLORINE, 50-75MG/L 2ML PK/20 | Hach
1426901 | 53.15 | 5% | 50.49 | SILICA GEL W/INDICATOR 454G | Hach
1427010 | 114 | 5% | 108.3 | VOLATILE ACIDS, 10ML AMP PK/16 | Hach
1427110 | 59.25 | 5% | 56.29 | DETERGENTS 60MG/L 10ML AMP PK/16 | Hach
1427810 | 60.35 | 5% | 57.33 | ALKALINITY 0.500N 10ML AMP PK/16 | Hach
1428200 | 8.89 | 3% | 8.62 | TWEEZERS, BALANCE WEIGHT | Hach
1428300 | 98.39 | 3% | 95.44 | PUMP, VACUUM HAND OPERATED | Hach
1428400 | 85.69 | 3% | 83.12 | DESSICATOR PLATE, 230MM | Hach
1428500 | 96.35 | 3% | 93.46 | DESSICATOR, 250MM | Hach
1428900 | 656 | 3% | 636.32 | OVEN, LABORATORY 120V 50/60HZ | Hach
1428902 | 661 | 3% | 641.17 | OVEN, LABORATORY 240V 50/60HZ | Hach
1429099 | 80.05 | 5% | 76.05 | ALUVER 3 POWDER PILLOWS PK/100 | Hach
1429323 | 11.45 | 5% | 10.88 | KCL SOLN,50% SATURATED 25ML SCDB | Hach
1429449 | 23.69 | 5% | 22.51 | BLEACHING 3 RGT PWD PLWS PK/100 | Hach
1429525 | 26.19 | 5% | 24.88 | SODIUM PYROPHOSPHATE, 10-HYD 50G | Hach
1429600 | 1355 | 3% | 1314.35 | FURNACE, MUFFLE 1093C 120V 50/60HZ | Hach
1429624 | 1381 | 3% | 1339.57 | FURNACE, MUFFLE 1093C 240V 50/60 | Hach
1429900 | 20.85 | 3% | 20.22 | DEMINERALIZER BOTTLE, 177ML | Hach
1430598 | 62.45 | 3% | 60.58 | DILUTION WATER, BFR 99ML PK/25 | Hach
143201 | 456 | 5% | 433.2 | nn TEST KIT, DE-2 DETERGENT SUBASSEM | Hach
143201RGT | 44.14 | 5% | 41.93 | REAGENT SET, DE-2 TEST KIT (143201) | Hach
143203 | 296 | 5% | 281.2 | KTO: TEST KIT, DE-2 DETERGENTS | Hach
1432198 | 14.85 | 5% | 14.11 | POTASSIUM 1 RGT PWD PLWS PK/25 | Hach
1432298 | 13.05 | 5% | 12.4 | POTASSIUM 2 RGT SOLN PLWS, PK/25 | Hach
1432328 | 553 | 5% | 525.35 | KTO: POTASSIUM 3 RGT PWD PLWS PK/1000 | Hach
1432399 | 72.65 | 5% | 69.02 | POTASSIUM 3 RGT PWD PLWS PK/100 | Hach
1433700 | 164 | 3% | 159.08 | CONDENSER, WEST 28/15 BALL JOINT | Hach
143601 | 43.79 | 5% | 41.6 | TEST KIT, CA-23 CARBON DIOXIDE | Hach
143601RGT | 27.38 | 5% | 26.01 | REAGENT SET, CA-23 TEST KIT (143601) | Hach
1436120 | 34.65 | 3% | 33.61 | TUBE, CULT W/CAP 16X150MM PK/10 | Hach
1436369 | 15.95 | 3% | 15.47 | DECHLORINATING REAGENT PP PK/100 | Hach
1436401 | 19.69 | 5% | 18.71 | TITRAVER EDTA 0.0800M, CARTRIDGE | Hach
1436703 | 35.15 | 5% | 33.39 | aa PHOSPHATE STD SOLN, 30MG/L 2.9L | Hach
1436716 | 38.65 | 5% | 36.72 | PHOSPHATE STD SOLN, 30MG/L 946ML | Hach
1436832 | 17.15 | 5% | 16.29 | PHOSPHATE STD, 100MG/L 100ML MDB | Hach
1437297 | 7.59 | 3% | 7.36 | BAG, WHIRL-PAK* 5-1/2X9 PK/10 | Hach
1437701 | 21.79 | 5% | 20.7 | SODIUM HYDROXIDE 0.1600N, CRTG | Hach
1437801 | 21.39 | 5% | 20.32 | SODIUM HYDROXIDE 0.3636N, CRTG | Hach
1437901 | 21.39 | 5% | 20.32 | SODIUM HYDROXIDE 1.600N, CRTG | Hach
1438001 | 21.39 | 5% | 20.32 | SODIUM HYDROXIDE 3.636N, CRTG | Hach
143801 | 187 | 5% | 177.65 | TEST KIT, CA-10WR DO PH DISC M | Hach
143801RGT | 127.97 | 5% | 121.57 | REAGENT SET, CA-10WR TEST KIT (143801) | Hach
1438101 | 21.99 | 5% | 20.89 | SODIUM HYDROXIDE 8.00N, CRTG | Hach
1438801 | 19.05 | 5% | 18.1 | SULFURIC ACID 0.1600N, CARTRIDGE | Hach
143888 | 4.45 | 3% | 4.32 | INSTRUCTIONS, CA-10/CA-10WR KIT | Hach
1438901 | 19.59 | 5% | 18.61 | SULFURIC ACID 1.600N, CARTRIDGE | Hach
1439001 | 22.65 | 5% | 21.52 | HYDROCHLORIC ACID 8.00N, CRTG | Hach
1439101 | 21.39 | 5% | 20.32 | SULFURIC ACID 8.00N, CARTRIDGE | Hach
1439301 | 23.39 | 5% | 22.22 | rr MERCURIC NITRATE 0.2256N, CRTG | Hach
1439601 | 22.09 | 5% | 20.99 | SILVER NITRATE STD 0.2256N, CRTG | Hach
1439701 | 21.39 | 5% | 20.32 | SILVER NITRATE STD 1.128N, CRTG | Hach
1439901 | 20.09 | 5% | 19.09 | TITRAVER EDTA 0.800M, CARTRIDGE | Hach
144001 | 53.99 | 5% | 51.29 | TEST KIT, 8-P CHLORIDE LOW | Hach
144001RGT | 46.64 | 5% | 44.31 | REAGENT SET, 8-P TEST KIT (144001) | Hach
1440026 | 9.79 | 5% | 9.3 | SODIUM CHLORIDE, 1000╡S/cm, 50ML | Hach
1440042 | 17.45 | 5% | 16.58 | SODIUM CHLORIDE, 491 MG/L 100ML | Hach
1440049 | 38.39 | 5% | 36.47 | SODIUM CHLORIDE, 1000╡S/cm, 500ML | Hach
1440053 | 39.35 | 5% | 37.38 | SODIUM CHLORIDE, 491MG/L 1L | Hach
1440101 | 21.39 | 5% | 20.32 | SODIUM THIOSULFATE 2.00N, CRTG | Hach
1440201 | 21.39 | 5% | 20.32 | HEXAVER CDTA 0.0800M, CARTRIDGE | Hach
1440301 | 19.25 | 5% | 18.29 | HEXAVER CDTA 0.800M, CARTRIDGE | Hach
144089 | 5.49 | 3% | 5.33 | INSTRUCTIONS, 8-P TEST KIT | Hach
14411 | 60.35 | 5% | 57.33 | HYDROGEN PEROXIDE 30%, ACS 473ML | Hach
1442326 | 17.95 | 5% | 17.05 | GALLIC ACID SOLUTION 50ML SCDB | Hach
1442917 | 101 | 5% | 95.95 | ACETONE, ACS 4L | Hach
1442949 | 37.89 | 5% | 36 | ACETONE, ACS 500ML | Hach
1444017 | 167 | 5% | 158.65 | BENZENE, ACS 4L | Hach
1444049 | 79.35 | 5% | 75.38 | BENZENE, ACS 500ML | Hach
1445817 | 217 | 5% | 206.15 | CHLOROFORM, ACS 4L | Hach
1445849 | 53.45 | 5% | 50.78 | CHLOROFORM, ACS 500ML | Hach
1445853 | 92.05 | 5% | 87.45 | CHLOROFORM, ACS 1L | Hach
1445917 | 91.05 | 5% | 86.5 | ISOPROPYL ALCOHOL, ACS 4L | Hach
1445949 | 58.19 | 5% | 55.28 | ISOPROPYL ALCOHOL, ACS 500ML | Hach
1446417 | 81.49 | 5% | 77.42 | METHYL ALCOHOL, ACS 4L | Hach
1446449 | 33.45 | 5% | 31.78 | METHYL ALCOHOL, ACS 500ML | Hach
1446949 | 97.89 | 5% | 93 | PYRIDINE, ACS 500ML | Hach
1447017 | 104 | 5% | 98.8 | TOLUENE, ACS 4L | Hach
1447049 | 31.25 | 5% | 29.69 | TOLUENE, ACS 500ML | Hach
1447624 | 145 | 5% | 137.75 | SILVER DIETHYLDITHIOCARBAMATE, 25G | Hach
1447849 | 39.89 | 5% | 37.9 | HEXANES, ACS 500ML | Hach
1448000 | 12.49 | 3% | 12.12 | STOPPER, HOLLOW 11X17X26MM PK/6 | Hach
1448001 | 14.85 | 3% | 14.4 | STOPPER, HOLLOW 14X20X26MM PK/6 | Hach
1449501 | 10.05 | 3% | 9.75 | CARTRIDGE EMPTY, DGTL TITRATOR | Hach
1450199 | 84 | 5% | 79.8 | PHOSPHATE PRETREAT PP PK/100 | Hach
1451503 | 11.29 | 3% | 10.95 | PIPET, VOLUMETRIC CLASS A 3ML | Hach
1451504 | 11.95 | 3% | 11.59 | PIPET, VOLUMETRIC CLASS A 4ML | Hach
1451520 | 23.69 | 3% | 22.98 | PIPET, VOLUMETRIC CLASS A 20ML | Hach
1451534 | 11.49 | 3% | 11.15 | PIPET, VOLUMETRIC CLASS A 0.5ML | Hach
1451535 | 11.49 | 3% | 11.15 | PIPET, VOLUMETRIC CLASS A 1ML | Hach
1451536 | 11.49 | 3% | 11.15 | PIPET, VOLUMETRIC CLASS A 2ML | Hach
1451537 | 11.49 | 3% | 11.15 | PIPET, VOLUMETRIC CLASS A 5ML | Hach
1451538 | 11.95 | 3% | 11.59 | PIPET, VOLUMETRIC CLASS A 10ML | Hach
1451539 | 17.75 | 3% | 17.22 | PIPET, VOLUMETRIC CLASS A 15ML | Hach
1451540 | 21.69 | 3% | 21.04 | PIPET, VOLUMETRIC CLASS A 25ML | Hach
1451541 | 29.55 | 3% | 28.66 | PIPET, VOLUMETRIC CLASS A 50ML | Hach
1451542 | 35.65 | 3% | 34.58 | PIPET, VOLUMETRIC CLASS A 100ML | Hach
1451550 | 99.49 | 3% | 96.51 | PIPET, VOL CLASS A 20ML PK/6 | Hach
1451571 | 141 | 3% | 136.77 | PIPET, VOL CLASS A 50ML PK/6 | Hach
145201 | 62.45 | 5% | 59.33 | TEST KIT, HA-71A HARDNESS TOTAL | Hach
145201RGT | 41.7 | 5% | 39.62 | REAGENT SET, HA-71A TEST KIT (145201) | Hach
145300 | 19.05 | 5% | 18.1 | TEST KIT, 5-B HARDNESS 0-30GPG | Hach
145300RGT | 21.6 | 5% | 20.52 | REAGENT SET, 5-B TEST KIT (145300) | Hach
1453300 | 13.25 | 5% | 12.59 | EFFERVESCENT TABLET, QTY. 36 | Hach
1453300S | 12.25 | 5% | 11.64 | EFFERVESCENT TABLET, QTY 36, MIN LABELED | Hach
1453700 | 11.49 | 3% | 11.15 | FORCEPS, POINTED TIPS | Hach
145400 | 31.25 | 5% | 29.69 | TEST KIT, 5-EP HARDNESS 0-30GPG | Hach
145400RGT | 27.34 | 5% | 25.97 | REAGENT SET, 5-EP TEST KIT (145400) | Hach
145401 | 31.05 | 5% | 29.5 | TEST KIT, 5-EP MG/L HARDNESS | Hach
145401RGT | 34.78 | 5% | 33.04 | REAGENT SET, 5-EP MG/L TEST KIT (145401) | Hach
1454200 | 78.35 | 5% | 74.43 | TEST KIT, CN-70 CHLORINE F&T | Hach
1454200RGT | 46.6 | 5% | 44.27 | REAGENT SET, CN-70 TEST KIT (1454200) | Hach
1454201 | 80.45 | 5% | 76.43 | TEST KIT, CN-70F CHLORINE FREE | Hach
1454201RGT | 23.3 | 5% | 22.14 | REAGENT SET, CN-70F TEST KIT (1454201) | Hach
1454202 | 82.55 | 5% | 78.42 | TEST KIT, CN-70T CHLORINE TOTAL | Hach
1454202RGT | 23.3 | 5% | 22.14 | REAGENT SET, CN-70T TEST KIT (1454202) | Hach
1454599 | 26.35 | 5% | 25.03 | ACID RGT PP (HR) 5ML PK/100 | Hach
1454699 | 22.65 | 5% | 21.52 | MOLYBDATE RGT PP 5ML PK/100 | Hach
1454828 | 232 | 5% | 220.4 | CITRIC ACID PWD PW 25ML PK/1000 | Hach
145489 | 5.69 | 3% | 5.52 | INSTRUCTIONS, 5-EP MG/L TEST KIT | Hach
1454899 | 29.49 | 5% | 28.02 | CITRIC ACID PP 25ML PK/100 | Hach
1454999 | 17.35 | 5% | 16.48 | CITRIC ACID PP 5ML PK/100 | Hach
1455099 | 24.89 | 5% | 23.65 | BROMPHENOL BLUE PP 50ML PK/100 | Hach
1455232 | 15.85 | 5% | 15.06 | BROMPHENOL BLUE IND, 100ML MDB | Hach
1455353 | 1.15 | 3% | 1.12 | BOTTLE, MR AMB HDPE 28-410 1L | Hach
1455400 | 126 | 5% | 119.7 | TEST KIT, SI-5 SILICA HIGH 0-30 | Hach
1455400RGT | 106 | 5% | 100.7 | REAGENT SET, SI-5 TEST KIT (1455400) | Hach
1455523 | 13.95 | 5% | 13.25 | AMMONIA NITROGEN 1 SOLN, 25ML | Hach
1456417 | 132 | 5% | 125.4 | AMMONIUM CHLORIDE-EDTA 3.78L | Hach
1456842 | 38.19 | 5% | 36.28 | POTASSIUM IODIDE SOLN, 20% 100ML | Hach
1456942 | 43.59 | 5% | 41.41 | STANNOUS CHLORIDE SOLN, 100ML | Hach
1457 | 6.45 | 3% | 6.26 | BOTTLE,575 ML POLYETHYLENE | American Sigma
145700 | 84.69 | 5% | 80.46 | TEST KIT, HA-4P HARDNESS CALCIUM | Hach
145700RGT | 72.6 | 5% | 68.97 | REAGENT SET, HA-4P TEST KIT (145700) | Hach
145701 | 84.69 | 5% | 80.46 | TEST KIT, HA-4P MG/L HARDNESS | Hach
145701RGT | 80 | 5% | 76 | REAGENT SET, HA-4P MG/L TEST KIT (145701) | Hach
1457142 | 21.15 | 5% | 20.09 | ARSENIC STD SOLN, 1000MG/L 100ML | Hach
1457439 | 29 | 3% | 28.13 | FLASK, VOLUMETRIC CLASS A, 10ML | Hach
1457440 | 29.55 | 3% | 28.66 | FLASK, VOLUMETRIC CLASS A 25ML | Hach
1457441 | 31.55 | 3% | 30.6 | FLASK, VOLUMETRIC CLASS A 50ML | Hach
1457442 | 32.69 | 3% | 31.71 | FLASK, VOLUMETRIC CLASS A 100ML | Hach
1457445 | 37.35 | 3% | 36.23 | FLASK, VOLUMETRIC CLASS A 200ML | Hach
1457446 | 40.49 | 3% | 39.28 | FLASK, VOLUMETRIC CLASS A 250ML | Hach
1457449 | 50.79 | 3% | 49.27 | FLASK, VOLUMETRIC CLASS A 500ML | Hach
1457453 | 57.15 | 3% | 55.44 | FLASK, VOLUMETRIC CLASS A 1000ML | Hach
1457799 | 22.75 | 5% | 21.61 | ASCORBIC ACID PWD PLWS PK/100 | Hach
145788 | 5.29 | 3% | 5.13 | INSTRUCTIONS, HA-4P TEST KIT | Hach
145789 | 5.09 | 3% | 4.94 | INSTRUCTIONS, HA-4P MG/L KIT | Hach
1458042 | 24.75 | 5% | 23.51 | LEAD ACETATE SOLN, 10% 100ML | Hach
1461142 | 25.79 | 5% | 24.5 | BARIUM STD SOLN, 1000MG/L 100ML | Hach
1461342 | 49.55 | 5% | 47.07 | SILVER STD SOLN, 1000MG/L 100ML | Hach
1462300 | 109 | 3% | 105.73 | M-ENDO BROTH MF, DHYD 500G | Hach
1462326 | 53.99 | 3% | 52.37 | M-ENDO BROTH MF, DHYD 100G | Hach
1462426 | 64.55 | 3% | 62.61 | M-FC BROTH BASE, DHYD 100G | Hach
1462434 | 127 | 3% | 123.19 | M-FC BROTH BASE, DHYD 500G | Hach
146300 | 173 | 5% | 164.35 | TEST KIT, IR-20 IRON MANGANESE | Hach
146300RGT | 87 | 5% | 82.65 | REAGENT SET, IR-20 TEST KIT (146300) | Hach
146388 | 4.35 | 3% | 4.22 | INSTRUCTIONS, IR-20 TEST KIT | Hach
146400 | 66.29 | 5% | 62.98 | TEST KIT, IR-18 IRON 0-4 mg/L | Hach
146400RGT | 18.45 | 5% | 17.53 | REAGENT SET, IR-18 TEST KIT (146400) | Hach
146401 | 59.85 | 5% | 56.86 | TEST KIT, IR-18B IRON 0-7 mg/L | Hach
146401RGT | 18.45 | 5% | 17.53 | REAGENT SET, IR-18B TEST KIT (146401) | Hach
146430 | 58.39 | 5% | 55.47 | TEST KIT, IR-10 IRON 0-10 MG/L | Hach
146430RGT | 18.45 | 5% | 17.53 | RGT SET, TEST KIT, IR-10 IRON 0-10 MG/L (146430) | Hach
1464702 | 11.65 | 3% | 11.3 | FINGER C0T, ZETEX* FABRIC PK/2 | Hach
146500 | 73.79 | 5% | 70.1 | TEST KIT, IR-18A IRON 0-1 MGL | Hach
146500RGT | 27.7 | 5% | 26.32 | REAGENT SET, IR-18A TEST KIT (146500) | Hach
1465100 | 35.45 | 3% | 34.39 | SAFETY BULB | Hach
1466442 | 25.79 | 5% | 24.5 | CHROMIUM STD, 1000MG/L 100ML | Hach
146700 | 145 | 5% | 137.75 | TEST KIT, MN-5 MANGANESE 0-3 | Hach
146700RGT | 68.55 | 5% | 65.12 | REAGENT SET, MN-5 TEST KIT (146700) | Hach
146803 | 84.45 | 5% | 80.23 | TEST KIT, NI-11 NITRATE 0-40 | Hach
146803RGT | 29.65 | 5% | 28.17 | REAGENT SET, NI-11 TEST KIT (146803) | Hach
146900 | 82.55 | 5% | 78.42 | TEST KIT, OX-2P DISSOLVED OXYGEN | Hach
146900RGT | 80.8 | 5% | 76.76 | REAGENT SET, OX-2P TEST KIT (146900) | Hach
1469600 | 18.85 | 3% | 18.28 | COUNTER, HAND TALLY | Hach
147006 | 83.39 | 5% | 79.22 | TEST KIT, 17-F PH 5.6-8.4 | Hach
147006RGT | 15.45 | 5% | 14.68 | REAGENT SET, 17-F TEST KIT (147006) | Hach
147008 | 83.39 | 5% | 79.22 | TEST KIT, 17-H PH 6.6-8.4 | Hach
147009 | 83.39 | 5% | 79.22 | TEST KIT, 17-J PH 7.4-9.6 | Hach
147009RGT | 19.8 | 5% | 18.81 | REAGENT SET, 17-J TEST KIT (147009) | Hach
147011 | 78.09 | 5% | 74.19 | TEST KIT, 17-N PH 4.0-10.0 | Hach
147011RGT | 19.8 | 5% | 18.81 | REAGENT SET, 17-N TEST KIT (147011) | Hach
1470332 | 36.49 | 5% | 34.67 | ZINC ACETATE SOLN, 2N 100ML MDB | Hach
1470953 | 39.99 | 5% | 37.99 | BORATE BUFFER SOLN, 1000ML | Hach
1471799 | 58.19 | 3% | 56.44 | PETRI DISH W/PAD 47MM PK/100 GELMAN | Hach
1472456 | 39.99 | 3% | 38.79 | BOTTLE W/CAP, WM PP 250ML PK/12 | Hach
1472459 | 56.09 | 3% | 54.41 | BOTTLE W/CAP, WM PP 500ML PK/12 | Hach
1472463 | 44.35 | 3% | 43.02 | BOTTLE W/CAP, WM PP 1000ML PK/6 | Hach
1473632 | 22.09 | 5% | 20.99 | AMMONIUM HYDROXIDE,10% 100ML MDB | Hach
1473649 | 52.59 | 5% | 49.96 | AMMONIUM HYDROXIDE SLN 10% 500ML | Hach
1473885 | 24.15 | 3% | 23.43 | WEIGHING PAPER, 100X100MM PK/500 | Hach
1474949 | 28.79 | 5% | 27.35 | SODIUM STD SOLN, 1000MG/L 500ML | Hach
147500 | 65.25 | 5% | 61.99 | TEST KIT, PO-14 PHOSPHATE | Hach
147500RGT | 46.5 | 5% | 44.18 | REAGENT SET, PO-14 TEST KIT (147500) | Hach
1476000 | 318 | 3% | 308.46 | BALANCE, LAB 300G HANGING PAN | Hach
1476253 | 61.05 | 5% | 58 | MAGNESIUM CHLORIDE SOLN, 51% W/V | Hach
1476353 | 23.99 | 5% | 22.79 | SODIUM HYDROXIDE, 0.250N 1000ML | Hach
1476453 | 34.95 | 5% | 33.2 | SODIUM HYDROXIDE, 0.050N 1000ML | Hach
1476932 | 22.95 | 5% | 21.8 | PHOSPHORIC ACID, 10% 100ML MDB | Hach
1477146 | 30.75 | 3% | 29.83 | BOTTLE, REAGENT GL STPR 250ML | Hach
1477149 | 34.85 | 3% | 33.8 | BOTTLE, REAGENT GL STPR 500ML | Hach
1479010 | 60.35 | 5% | 57.33 | POTASSIUM 250MG/L 10ML AMP PK/16 | Hach
1479110 | 60.65 | 5% | 57.62 | NITROGEN, 50MG/L 10ML AMP PK/16 | Hach
1479120 | 48.99 | 5% | 46.54 | NITROGEN, 50MG/L 2ML AMP PK/20 | Hach
1479442 | 28.15 | 5% | 26.74 | MAGNESIUM STD, 1000MG/L 100ML | Hach
148002 | 94.19 | 5% | 89.48 | TEST KIT, SU-5 SULFITE HIGH LOW | Hach
148002RGT | 58.95 | 5% | 56 | REAGENT SET, SU-5 TEST KIT (148002) | Hach
1480407 | 13.55 | 3% | 13.14 | STOPPER, NPRN #7 12MM HOLE PK/6 | Hach
1480474 | 3.79 | 3% | 3.68 | STOPPER W/HOLE NEOPRENE NO 1 | Hach
1480477 | 5.09 | 3% | 4.94 | STOPPER, NEOPRENE #8 7.9MM HOLE | Hach
1480801 | 10.65 | 3% | 10.33 | STOPPER, NEOPRENE SOLID #1 PK/12 | Hach
1480802 | 10.99 | 3% | 10.66 | STOPPER, NEOPRENE SOLID #2 PK/12 | Hach
1480803 | 11.25 | 3% | 10.91 | STOPPER, NEOPRENE SOLID #3 PK/12 | Hach
1480806 | 13.25 | 3% | 12.85 | STOPPER, NEOPRENE SOLID #6 PK/6 | Hach
1480807 | 13.25 | 3% | 12.85 | STOPPER, NEOPRENE SOLID #7 PK/6 | Hach
1480808 | 14.15 | 3% | 13.73 | STOPPER, NEOPRENE SOLID #8 PK/6 | Hach
1481000 | 36.09 | 3% | 35.01 | TUBING CONN, QDISC 9.5-6.4 PK/12 | Hach
1481253 | 19.99 | 5% | 18.99 | HYDROCHLORIC ACID, 0.1N 1000ML | Hach
1481799 | 50.05 | 5% | 47.55 | BORIC ACID PWD PLWS PK/100 | Hach
1481866 | 19.89 | 5% | 18.9 | COPPER SULFATE PWD PLWS, PK/50 | Hach
148288 | 4.65 | 3% | 4.51 | INSTRUCTIONS, 15-E TEST KIT | Hach
14832 | 11.39 | 5% | 10.82 | METHYL ORANGE, 0.50G/L 100ML MDB | Hach
1483531 | 18.25 | 5% | 17.34 | BOILING CHIPS, CARBON 227G | Hach
148410 | 547 | 5% | 519.65 | TEST KIT, AD-16E WATER CONDTNG | Hach
148410RGT | 115.85 | 5% | 110.06 | REAGENT SET, AD-16E TEST KIT (148410) | Hach
1484201 | 23.39 | 5% | 22.22 | SODIUM HYDROXIDE, 0.9274N CRTG | Hach
14849 | 18.85 | 5% | 17.91 | METHYL ORANGE IND SOLN, 500ML | Hach
148491 | 14.85 | 3% | 14.4 | INSTRUCTIONS, AD-16E TEST KIT | Hach
1485200 | 161 | 3% | 156.17 | DISH, PETRI DSPL F/ 47MM PK/500 | Hach
1485299 | 50.79 | 3% | 49.27 | DISH, PETRI DSPL FOR 47MM PK/100 | Hach
1485334 | 160 | 3% | 155.2 | oo KF STREPTOCOCCI AGAR, DHYD 500G | Hach
1486166 | 35.79 | 5% | 34 | NUTRIENT BFR SOLN PLWS 3ML PK/50 | Hach
1486266 | 45.29 | 5% | 43.03 | NUTRIENT BFR SOLN PLWS 6ML PK/50 | Hach
1486398 | 59.99 | 5% | 56.99 | NUTRIENT BFR SOLN PWS 19ML PK/25 | Hach
1486510 | 42.09 | 5% | 39.99 | BOD STD, DILUTION 10ML AMP PK/16 | Hach
1486610 | 41.49 | 5% | 39.42 | BOD STD, MANOMETRIC 10ML PK/16 | Hach
1486817 | 91.05 | 3% | 88.32 | BOTTLE, CARBOY W/SPIGOT 4L | Hach
1486858 | 135 | 3% | 130.95 | BOTTLE, CARBOY W/SPIGOT 10L | Hach
1486860 | 160 | 3% | 155.2 | BOTTLE, CARBOY W/SPIGOT 20L | Hach
1487853 | 62 | 5% | 58.9 | Iso-octane, HPLC Grade, 99.7+%, 1L | Hach
1488600 | 10.99 | 3% | 10.66 | RACK, TEST TUBE POLYETHYLENE | Hach
1490817 | 56.89 | 5% | 54.05 | SODIUM CITRATE,SILICA ANAL 3.78L | Hach
1490849 | 22.45 | 5% | 21.33 | SODIUM CITRATE FOR SILICA 500ML | Hach
1490932 | 19.05 | 5% | 18.1 | ACETATE BUFFER SOLN 100TESTS MDB | Hach
1490953 | 63.19 | 5% | 60.03 | ACETATE BUFFER SOLN, pH 4.0, 1 L | Hach
1491800 | 233 | 3% | 226.01 | PAD, ABSORBENT W/DISP PK/1000 | Hach
14949 | 37.69 | 5% | 35.81 | METHYL RED IND SOLN, 500ML | Hach
1495901 | 21.49 | 5% | 20.42 | EDTA, 0.714M CRTG | Hach
1496001 | 21.49 | 5% | 20.42 | EDTA, 0.1428M CRTG | Hach
1496101 | 19.59 | 5% | 18.61 | IODATE-IODIDE 0.3998N, CARTRIDGE | Hach
1497038 | 15.85 | 3% | 15.37 | VIAL, SPECIMEN W/CAP 8ML PK/10 | Hach
1497046 | 13.65 | 3% | 13.24 | VIAL, SPECIMEN W/CAP 16ML PK/10 | Hach
1497054 | 18.25 | 3% | 17.7 | VIAL, SPECIMEN W/CAP 24ML PK/10 | Hach
1502 | 64 | 3% | 62.08 | CONTAINER,SUPPORT | American Sigma
1511 | 204 | 3% | 197.88 | BOTTLE TRAY FOR 8/24 BOTTLE SAMPLING | American Sigma
151399,90006 | 36.15 | 3% | 35.07 | TUBING, TYGON DIAM. = 2.4/4.0 | Hach
1523200 | 16.05 | 3% | 15.57 | STIR BAR RETRIEVER, MAGNETIC PE | Hach
15249 | 49.95 | 5% | 47.45 | NITRIC ACID, ACS 500ML | Hach
15349 | 23.39 | 5% | 22.22 | NITROGEN, AMMONIA 10MG/L 500ML | Hach
1568232 | 29 | 5% | 27.55 | 1-Naphthol, 99%, 100 g | Hach
15926 | 51.85 | 3% | 50.29 | BRILLIANT GRN BILE, DHYD 100G | Hach
15934 | 99.49 | 3% | 96.51 | BRILLIANT GRN BILE, DHYD 500G | Hach
16003 | 1062 | 3% | 1030.14 | DISCRETE KIT OPTION FOR 1600 SAMPLER | American Sigma
1607700 | 9.45 | 3% | 9.17 | BATTERY, NICAD, AA, 1.2VDC 0.6AH | Hach
16232 | 13.65 | 5% | 12.97 | PHENOLPHTHALEIN, 5G/L 100ML MDB | Hach
16236 | 12.69 | 5% | 12.06 | PHENOLPHTHALEIN, 5G/L 15ML SCDB | Hach
16253 | 34.05 | 5% | 32.35 | PHENOLPHTHALEIN IND SOLN, 1000ML | Hach
16411S | 139 | 3% | 134.83 | ADAPTER KIT,PANEL MOUNT | American Sigma
1644700 | 69.89 | 3% | 67.79 | THERMOMETER, BIMETALLIC, 4.0STEM | Hach
16649H | 29.29 | 5% | 27.83 | POTASSIUM CHROMATE SOLN 500ML | Hach
16700H35 | 2383 | 5% | 2263.85 | POTASSIUM IODIDE, 50KG DRUM | Hach
16701H | 120 | 5% | 114 | POTASSIUM IODIDE AR, 454G | Hach
16726H | 48.39 | 5% | 45.97 | POTASSIUM IODIDE, ACS 100G | Hach
16801H | 65.25 | 5% | 61.99 | POTASSIUM PERMANGANATE, 454G | Hach
1690001 | 175 | 3% | 169.75 | ee DIGITAL TITRATOR | Hach
1690002 | 183 | 3% | 177.51 | TITRATOR ASSY, DIGITAL | Hach
1690008 | 21.55 | 3% | 20.9 | MANUAL DGTL TITRATOR 16900-01 | Hach
1695 | 180 | 3% | 174.6 | FULL CONTAINER SHUT-OFF ASSY | American Sigma
16L1A0NN | 1448 | 3% | 1404.56 | 4pt Level Switch, 115VAC | GLI
16L4A0NG | 1480 | 3% | 1435.6 | 4pt Level Switch,Generic, | GLI
17001H | 52.65 | 5% | 50.02 | POTASSIUM PHOSPHATE MONO 454G | Hach
170234 | 46.5 | 5% | 44.18 | Di-Sodium-Hydrogen Phosphate, 500 g | Hach
1704200 | 4.35 | 3% | 4.22 | BOTTLE, SQUARE - W/ 25 ML MARK | Hach
1704500 | 11.39 | 3% | 11.05 | DROPPER, 2.50 ML | Hach
17110 | 50.25 | 5% | 47.74 | PHOSPHATE, 50MG/L 10ML AMP PK/16 | Hach
17120H | 45.49 | 5% | 43.22 | PHOSPHATE, 50MG/L 2ML AMP PK/20 | Hach
17149 | 27.85 | 5% | 26.46 | PHOSPHATE STD SOLN, 50MG/L 500ML | Hach
17181 | 85 | 3% | 82.45 | KIT,PANEL MOUNT,NEMA 12 | American Sigma
1720500 | 9.79 | 3% | 9.5 | DELIVERY TUBE, 180 DEG HOOK PK/5 | Hach
172533 | 13.75 | 5% | 13.06 | ROCHELLE SALT SOLUTION 29ML DB | Hach
172549 | 71.95 | 5% | 68.35 | ROCHELLE SALT SOLN, 500ML | Hach
1726 | 104 | 3% | 100.88 | si CABLE,DTU TO SAMPLER,40 IN. CABLE | American Sigma
1727-10 | 84 | 3% | 81.48 | si CABLE,SAMPLER/FLOW METER TO PC, 10 FT. | American Sigma
1727-25 | 137 | 3% | 132.89 | si CABLE,SAMPLER/FLOW METER TO PC, 25 FT. | American Sigma
1727-75 | 311 | 3% | 301.67 | si CABLE,SAMPLER/FLOW METER TO PC, 75 FT. | American Sigma
173006 | 21.15 | 3% | 20.52 | TUBE, VIEWING 5-10ML-LP PK/6 | Hach
173106 | 8.49 | 3% | 8.24 | STOPPER FOR 18MM TUBE PK/6 | Hach
173125 | 25.29 | 3% | 24.53 | STOPPER FOR 18MM TUBE PK/25 | Hach
17314H | 372 | 5% | 353.4 | SILVER NITRATE, 113G | Hach
173200 | 11.49 | 3% | 11.15 | COLOR COMPARATOR BOX, HACH LOGO | Hach
173250 | 28.25 | 3% | 27.4 | COLOR COMPARATOR BOX, ACCUVAC | Hach
1734400 | 2.05 | 3% | 1.99 | TUBE, PP .085 OD .025 ID 4.76 | Hach
1734433 | 11.95 | 3% | 11.59 | TUBE, DELIVERY 4-3/4" STR PK/100 | Hach
173606 | 30.55 | 3% | 29.63 | VIEWING TUBE W/5&20ML MARK PK/6 | Hach
1757700 | 2200 | 3% | 2134 | SAMPLE COOLER, STAINLESS STEEL | Hach
177001 | 12.89 | 3% | 12.5 | ROD, GLASS STIRRING PK/3 | Hach
1779 | 90 | 3% | 87.3 | PUMP TUBE INSERT,COMP. 800 SL | American Sigma
1782 | 134 | 3% | 129.98 | DISTRIBUTOR ARM ASSY DIST ARM ASSY | American Sigma
1785 | 212 | 3% | 205.64 | DIST ARM ASSY,REFRIG,8 BOTTLE DIST | American Sigma
178600 | 4.09 | 3% | 3.97 | BULB, RUBBER | Hach
1787500 | 39.6 | 3% | 38.41 | FLOWMETER, AIR 0.2 TO 2.0 SCFH | Hach
1787700 | 18.95 | 3% | 18.38 | STOPPER ASSY | Hach
1789 | 269 | 3% | 260.93 | DIST ARM ASSY,REFRIG,2&4 BOTT. | American Sigma
179003 | 90.05 | 5% | 85.55 | HYDRAVER 2, HYDRAZINE RGT 2.9L | Hach
179032 | 19.69 | 5% | 18.71 | HYDRAVER 2 REAGENT 100 TESTS MDB | Hach
179049 | 47.75 | 5% | 45.36 | HYDRAVER 2 HYDRAZINE RGT, 500ML | Hach
179053 | 59.45 | 5% | 56.48 | HYDRAVER 2 HYDRAZINE RGT, 1000ML | Hach
179073 | 136 | 5% | 129.2 | KTO: HYDRAVER 2 HYDRAZINE RGT PK/3X1L | Hach
1796 | 364 | 3% | 353.08 | mc FULL BOTTLE SHUT-OFF 4&5&6 GAL | American Sigma
1797 | 234 | 3% | 226.98 | DIST ARM ASSY,24 BOTT,800 STRM | American Sigma
1798 | 335 | 3% | 324.95 | DIST ARM ASSY,8 BOTTLE,800STRM | American Sigma
1799 | 288 | 3% | 279.36 | DIST ARM ASSY,2/4 BOTTLE,800 | American Sigma
180202 | 219 | 5% | 208.05 | TEST KIT, AL-36B ECOLOGY COMBINE | Hach
180202RGT | 201.85 | 5% | 191.76 | REAGENT SET, AL-36B TEST KIT (180202) | Hach
180238 | 5.49 | 3% | 5.33 | INSTRUCTIONS, AL-36B TEST KIT | Hach
1803 | 800 | 3% | 776 | mc AC POWER BACK-UP AC POWER BACKUP | American Sigma
1807 | 1290 | 3% | 1251.3 | DISTRIBUTOR ASSY,W/ARM 24 BOTTLE | American Sigma
1808 | 1290 | 3% | 1251.3 | DISTRIBUTOR ASSY,W/ARM,8 BOTT | American Sigma
1809 | 1295 | 3% | 1256.15 | DIST ASSY,W/ARM,2/4 BOTTLE | American Sigma
181133NC | 23.05 | 5% | 21.9 | FERROUS AMMONIUM SULFATE, 0.250N 29ML DB | Hach
181233 | 15.25 | 5% | 14.49 | FERROIN INDICATOR 29ML DB | Hach
181369 | 30.55 | 5% | 29.02 | NITRIVER 2, NITRITE RGT PK/100 | Hach
1814300 | 124 | 3% | 120.28 | J-TUBE, CONNECTING ASSY 28/15 | Hach
18149 | 30.25 | 5% | 28.74 | SODIUM CARBONATE, 0.02N 500ML | Hach
181632 | 20.49 | 5% | 19.47 | SULFIDE 1 REAGENT, 100ML MDB | Hach
181649 | 62.45 | 5% | 59.33 | SULFIDE 1 REAGENT, 500ML | Hach
181732 | 20.09 | 5% | 19.09 | SULFIDE 2 REAGENT, 100ML MDB | Hach
181749 | 60.35 | 5% | 57.33 | SULFIDE 2 REAGENT, 500ML | Hach
18201H | 24.89 | 5% | 23.65 | SODIUM CHLORIDE, ACS 454G | Hach
183400 | 66.29 | 5% | 62.98 | TEST KIT, CH-8 CHROMIUM HEX | Hach
183400RGT | 32 | 5% | 30.4 | REAGENT SET, CH-8 TEST KIT (183400) | Hach
18349 | 30.45 | 5% | 28.93 | CHLORIDE STD SOLN 1000MG/L 500ML | Hach
183699 | 38.95 | 5% | 37 | PHENOL 2 RGT PWD PLWS PK/100 | Hach
183700 | 153 | 5% | 145.35 | TEST KIT, HA-62 HDNS IRON 0-4 | Hach
183700RGT | 75 | 5% | 71.25 | REAGENT SET, HA-62 TEST KIT (183700) | Hach
183701 | 144 | 5% | 136.8 | TEST KIT, HA-62A HDNS IRON 0-7 | Hach
183701RGT | 75 | 5% | 71.25 | REAGENT SET, HA-62A TEST KIT (183701) | Hach
183702 | 180 | 5% | 171 | TEST KIT, HA62B HDNS IRON 0-7 | Hach
183702RGT | 61.5 | 5% | 58.43 | REAGENT SET, HA-62B TEST KIT (183702) | Hach
1837600 | 27.39 | 3% | 26.57 | PAD, COOLING | Hach
1842100 | 8.39 | 3% | 8.14 | GOGGLES, SAFETY CLEAR | Hach
184900 | 107 | 5% | 101.65 | TEST KIT, HY-2 HYDRAZINE 0-1 | Hach
184900RGT | 36.3 | 5% | 34.49 | REAGENT SET, HY-2 TEST KIT (184900) | Hach
1850600 | 120 | 3% | 116.4 | STRAINER ASSY, SAMPLE LINE | Hach
185102 | 106 | 5% | 100.7 | TEST KIT, CY-3 CYANURIC ACID | Hach
185102RGT | 48.2 | 5% | 45.79 | REAGENT SET, CY-3 TEST KIT (185102) | Hach
185189 | 4.35 | 3% | 4.22 | INSTRUCTIONS, CY-3 TEST KIT | Hach
1862400 | 9.05 | 3% | 8.78 | BOTTLE, RND W/20&25ML MARK & CAP | Hach
1864100 | 77.6 | 3% | 75.27 | RACK, COD TEST TUBE COOLING | Hach
186441 | 25.29 | 3% | 24.53 | COPPER TUBE FOR SIPHON | Hach
1870088 | 3.25 | 3% | 3.15 | INSTRUCTION CARD, SAT EXTRACT | Hach
18734 | 35.25 | 5% | 33.49 | SODIUM HYDROXIDE, ACS 500G | Hach
18735 | 366 | 5% | 347.7 | SODIUM HYDROXIDE, 25 KG JERRICAN | Hach
18765 | 86.35 | 5% | 82.03 | SODIUM HYDROXIDE, ACS 2.5KG | Hach
187701 | 22.35 | 3% | 21.68 | THERMOMETER, POCKET -10 TO 110C | Hach
187834 | 59.25 | 5% | 56.29 | HEXAMETHYLENETETRAMINE, 500G | Hach
187866 | 28.19 | 5% | 26.78 | HEXAMETHYLENETETRAMINE PP PK/50 | Hach
188703 | 719 | 5% | 683.05 | TEST KIT, STPL-WRT W/PH & TEMP | Hach
188703RGT | 131.7 | 5% | 125.12 | REAGENT SET, STPL-WRT TEST KIT (188703) | Hach
188788 | 12.15 | 3% | 11.79 | INSTRUCTIONS, STPL TEST KIT | Hach
189149 | 23.39 | 5% | 22.22 | NITROGEN, AMMONIA 1MG/L 500ML | Hach
189457 | 55.35 | 3% | 53.69 | FILTER PAPER, FOLD 12.5CM PK/100 | Hach
189458 | 60.65 | 3% | 58.83 | FILTER PAPER, FOLDED 15CM PK/100 | Hach
189459 | 63.85 | 3% | 61.93 | FILTER PAPER, FOLD 18.5CM PK/100 | Hach
189460 | 73.39 | 3% | 71.19 | FILTER PAPER, FOLDED 24CM PK/100 | Hach
189500 | 22.35 | 3% | 21.68 | THERMOMETER, POCKET -30 TO 120F | Hach
189640 | 29.45 | 3% | 28.57 | CYLINDER, GRAD MIX 25ML LOW FORM | Hach
189641 | 36.49 | 3% | 35.4 | CYLINDER, GRAD MIXING 50 ML | Hach
189736 | 11.09 | 5% | 10.54 | PHENOLPHTHALEIN SOLN 15ML SCDB | Hach
189753 | 31.35 | 5% | 29.78 | PHENOLPHTHALEIN SOLN, 1000ML | Hach
190901 | 8.15 | 3% | 7.91 | STOPPER, BOD BOTTLE GLASS PENNYHEAD | Hach
190902 | 25.39 | 3% | 24.63 | BOTTLE, BOD 60ML W/30ML LINE | Hach
1912608 | 3.25 | 3% | 3.15 | INSTRUCTIONS, CAL&INSTAL,LINEAR | Hach
191442 | 41.29 | 5% | 39.23 | BORON STD SOLN, 1000MG/L 100ML | Hach
191520 | 48.19 | 5% | 45.78 | rr MERCURIC SULFATE 28.3G PDR | Hach
19153 | 26.75 | 5% | 25.41 | SODIUM HYDROXIDE, 0.100N 1000ML | Hach
1918 | 72 | 3% | 69.84 | CONTAINER, 2.5 GAL/10L, POLY.W/CAP | American Sigma
192049 | 43.25 | 5% | 41.09 | rr MERCURIC NITRATE STD .141N 500ML | Hach
192200 | 30.89 | 3% | 29.96 | HYDROMETER, 1.000-1.225 | Hach
19253 | 25.79 | 5% | 24.5 | SODIUM HYDROXIDE, 0.0227N 1000ML | Hach
192L0125 | 374 | 3% | 362.78 | Model 531 Loop Powered Display | Evita
192LX020 | 38.19 | 3% | 37.04 | OXY 1100 Moisture Barrier Paste | Evita
1930008 | 54.35 | 3% | 52.72 | MANUAL, AMPEROMETRIC TITRATOR | Hach
1930011 | 177 | 5% | 168.15 | DIGITAL TITRATOR FORWARD TITRATN | Hach
193317 | 68.15 | 5% | 64.74 | AMMONIUM MOLYBDATE FOR ANLZR, 3.78L | Hach
193332 | 17.85 | 5% | 16.96 | AMMONIUM MOLYBDATE RGT 100ML MDB | Hach
193417 | 68.95 | 5% | 65.5 | AMINO ACID REAGENT, 3.78L | Hach
193432 | 17.35 | 5% | 16.48 | AMINO ACID RGT, 100ML MDB | Hach
193449 | 29.99 | 5% | 28.49 | AMINO ACID REAGENT, 500ML | Hach
19353 | 23.99 | 5% | 22.79 | SODIUM HYDROXIDE, 0.02N 1000ML | Hach
193701 | 150 | 5% | 142.5 | TEST KIT, TA-3 TANNIN LIGNIN | Hach
193701RGT | 64.45 | 5% | 61.23 | REAGENT SET, TA-3 TEST KIT (193701) | Hach
1940000 | 593 | 3% | 575.21 | TITRASTIR ASSY 115 V | Hach
1940010 | 615 | 3% | 596.55 | TITRASTIR ASSY 230 V | Hach
1940088 | 6.35 | 3% | 6.16 | MANUAL, TITRASTIR | Hach
19449 | 35.75 | 5% | 33.96 | SILICA STD SOLN, 1000MG/L 500ML | Hach
194749 | 22.45 | 5% | 21.33 | NITROGEN, NITRATE 100MG/L 500ML | Hach
19501H | 32.19 | 5% | 30.58 | SODIUM SULFITE, ANHYD ACS 454G | Hach
195555 | 102 | 3% | 98.94 | RACK FOR ODI TEST | Hach
19634 | 119 | 3% | 115.43 | LACTOSE BROTH, DEHYDRATED 500G | Hach
1970001 | 281 | 3% | 272.57 | TENSETTE PIPET 0.1-1.0 ML | Hach
1970002 | 197 | 3% | 191.09 | TENSETTE PIPET 0.1-1.0ML REPL | Hach
1970008 | 11.89 | 3% | 11.53 | MANUAL, TENSETTE PIPET | Hach
1970010 | 281 | 3% | 272.57 | ee TENSETTE PIPET 1.0-10.0 ML | Hach
1970088 | 13.25 | 3% | 12.85 | MANUAL, TENSETTE PIPET | Hach
19726 | 45.05 | 3% | 43.7 | LAURYL TRYPTOSE BROTH, DHYD 100G | Hach
19734 | 74.09 | 3% | 71.87 | LAURYL TRYPTOSE BROTH, DHYD 500G | Hach
1980 | 260 | 3% | 252.2 | THERMOMETER,1600 REFRIGERATOR | American Sigma
1981 | 462 | 3% | 448.14 | 4-20 MA INTERFACE,FLOW PROP.SAMPLING | American Sigma
1982 | 245 | 3% | 237.65 | INLET/OUTLET FLANGE OPTION, 1600 | American Sigma
1993500 | 113 | 3% | 109.61 | SAMPLE CELL, MATCHED PR DR/3000 | Hach
199503 | 108 | 5% | 102.6 | aa MOLYBDATE 3 REAGENT, 2.9L | Hach
199504 | 132 | 5% | 125.4 | KTO: MOLYBDATE 3 REAGENT 1L PK/4 | Hach
199526 | 18.75 | 5% | 17.81 | MOLYBDATE 3 RGT SOLN, 50ML SCDB | Hach
199532 | 20.79 | 5% | 19.75 | MOLYBDATE 3 RGT SOLN, 100ML | Hach
199549 | 29.09 | 5% | 27.64 | MOLYBDATE 3 RGT SOLN, 500ML | Hach
199553 | 35.45 | 5% | 33.68 | MOLYBDATE 3 RGT SOLN, 1000ML | Hach
1999 | 148 | 3% | 143.56 | ADAPTOR FOR 2.5 GALLON GLASS BOTTLE | American Sigma
199901 | 19.99 | 5% | 18.99 | PAO STD SOLN 0.00564N, CRTG | Hach
199917 | 85.15 | 5% | 80.89 | PAO STD SOLN, 0.00564N 3.78L | Hach
199942 | 14.45 | 5% | 13.73 | PAO STD SOLN, 0.00564N 100ML | Hach
199953 | 45.75 | 5% | 43.46 | PAO STD SOLN, 0.00564N 1000ML | Hach
1999800 | 273 | 3% | 264.81 | FILTER ASSY, INTERFERENCE 455NM | Hach
1999900 | 259 | 3% | 251.23 | FILTER ASSY, INTERFERENCE 860NM | Hach
1A1001 | 327 | 5% | 310.65 | vv STANDARD,TURBIDITY,NEAR | GLI
1D1029 | 409 | 3% | 396.73 | METER,ANALOG,0-100 MICRO | GLI
1E1095 | 281 | 3% | 272.57 | ELECTRODE,PH COMB.PG13.5, | GLI
1E1097 | 421 | 3% | 408.37 | ELECTRODE,J GLASS W/TC, P | GLI
1H1200 | 23.79 | 3% | 23.08 | KNOB WITH STUD,3/8-16 X 2 | GLI
1H1201 | 11.15 | 3% | 10.82 | KNOB WITH STUD 1/4-20 X 1 | GLI
1H1204 | 2.89 | 5% | 2.75 | GROMMET 7/16"ID X 15/16" | GLI
1P2101-107 | 0.75 | 3% | 0.73 | PIPE/FT, PVC, 80,1+1/2 | GLI
1W0979 | 2.29 | 3% | 2.22 | CABLE 4 COND. | GLI
1W1100 | 4.19 | 3% | 4.06 | si !! CABLE,5C.24GAPOLY150CSHLD | GLI
1W1101 | 2.95 | 3% | 2.86 | CABLE,8C.22GA.PVC2C.SHLD4 | GLI
1W1127 | 8.85 | 3% | 8.58 | CABLE, 4 COND., SHIELDED | GLI
200122 | 1104 | 3% | 1070.88 | mc START-UP KIT, TOC ANALYZERS UV | Astro
200127 | 2118 | 3% | 2054.46 | mc KIT, ADDITIONAL LAMP RETROFIT | Astro
200129 | 512 | 3% | 496.64 | mc BOTTLE KIT 2X20L, 2X4L, TUBE WEIGHT | Astro
200130 | 359 | 3% | 348.23 | KIT,PNEUMATIC CONDENSER COOLER,1950+ | Astro
200148 | 1195 | 3% | 1159.15 | mc START-UP KIT, TOC ANALYZERS UV TURBO | Astro
201002 | 183 | 5% | 173.85 | TEST KIT, CYN-3 CYANIDE 0-0.3 | Hach
201002RGT | 125.7 | 5% | 119.42 | REAGENT SET, CYN-3 TEST KIT (201002) | Hach
201104 | 103 | 5% | 97.85 | KTO: COPPER 1 REAGENT, 946ML PK/4 | Hach
201204 | 104 | 5% | 98.8 | KTO: COPPER 2 REAGENT, 946ML PK/4 | Hach
2021 | 319 | 3% | 309.43 | mc INTERFACE,4-20MA,10PPM FS,OUT | American Sigma
2022R0 | 996 | 3% | 966.12 | SNSR-ORP,RYTON,5W,10' | GLI
2022R060 | 1333 | 3% | 1293.01 | ORP Sensor, Ryton, 60 Foot Cable | GLI
2022R1 | 1089 | 3% | 1056.33 | SNSR-ORP,RYTON,GOLD, 5W, | GLI
2022R125 | 1119 | 3% | 1085.43 | 5 Wire ORP Sensor, 25' Length, Gold | GLI
202300 | 99.49 | 5% | 94.52 | TEST KIT, HA-77 HARDNESS & IRON | Hach
202300RGT | 60.15 | 5% | 57.14 | REAGENT SET, HA-77 TEST KIT (202300) | Hach
20232H | 20.39 | 5% | 19.37 | SULFURIC ACID, 0.100N 100ML MDB | Hach
20253 | 20.09 | 5% | 19.09 | SULFURIC ACID, 0.100N 1000ML | Hach
2028G2000-A1A4X | 24.55 | 3% | 23.81 | SNSR-ORP,LCP,5W,40',NPT,T | GLI
2028R0 | 931 | 3% | 903.07 | Convertible ORP Sensor | GLI
2028R010020000N | 1053 | 3% | 1021.41 | SNSR-ORP,5W,LCP,10',TNLM | GLI
2028R010020000X | 24.55 | 3% | 23.81 | SNSR-ORP,5W,LCP,10',TNLM | GLI
2028R010030000N | 966 | 3% | 937.02 | SNSR-ORP,5W,LCP,HAST.C GR | GLI
2028R012 | 1193 | 3% | 1157.21 | SENSOR-ORP,5WIRE,LCP,12' | GLI
2028R015 | 1161 | 3% | 1126.17 | SENSOR-ORP,5WIRE,LCP,15' | GLI
2028R020 | 1173 | 3% | 1137.81 | ORP SNSR,LCP,CONVRTBLE, | GLI
2028R025 | 996 | 3% | 966.12 | SNSR-ORP,LCP,5W,25',CONV. | GLI
2028R030 | 1236 | 3% | 1198.92 | ORP SNSR,LCP,CONVRTBLE, | GLI
2028R030000010N | 1259 | 3% | 1221.23 | ORP SNSR,LCP,CONVRTBLE, | GLI
2028R035 | 1209 | 3% | 1172.73 | ORP SNSR,LCP,CONV,35'CBL, | GLI
2028R050 | 1058 | 3% | 1026.26 | SENSOR-ORP,5WIRE,LCP,50' | GLI
2028R075 | 1088 | 3% | 1055.36 | SNSR-ORP,5W,LCP,75',STAND | GLI
2028R1 | 1025 | 3% | 994.25 | SNSR-ORP,5W,LCP,GOLD,10' | GLI
2028R110000010N | 1057 | 3% | 1025.29 | SNSR-ORP,5W,LCP,GOLD,10' | GLI
2028R120 | 1265 | 3% | 1227.05 | SNSR-ORP,5W,LCP,GOLD,20' | GLI
20342 | 11.49 | 5% | 10.92 | SULFURIC ACID STD, 0.020N 100ML | Hach
20353 | 20.39 | 5% | 19.37 | SULFURIC ACID STD, 0.020N 1000ML | Hach
2035400 | 383 | 5% | 363.85 | KTO: 5500SC PHOSPHATE LR RGT SET | Hach
20356 | 44.05 | 5% | 41.85 | SULFURIC ACID STD, 0.020N 4L | Hach
2035600 | 387 | 5% | 367.65 | KTO: 9610sc SILICA REAGENT SET | Polymetron
2035601 | 387 | 5% | 367.65 | KTO: 9610SC REAGENT SET SILICA, EU | Polymetron
2035702 | 171 | 5% | 162.45 | 9610sc REAGENT 1, SILICA, 2,1-L INT | Polymetron
2035802 | 79.19 | 5% | 75.23 | 9610sc REAGENT 2 SILICA 2L | Polymetron
2035902 | 49.29 | 5% | 46.83 | 9610sc STANDARD 1 SILICA 2L | Polymetron
2036002 | 145 | 5% | 137.75 | KTO: 9610sc REAGENT 3 SILICA PKG | Polymetron
2036100 | 383 | 5% | 363.85 | KTO: 9611SC PHOSPHATE LR RGT SET | Polymetron
2036101 | 383 | 5% | 363.85 | KTO: 9611SC PHOSPHATE LR RGT SET, EU | Polymetron
2036202 | 102 | 5% | 96.9 | 9611sc REAGENT 1, LR PHOSPHATE, 2, 1-L INT | Polymetron
2036302 | 58.25 | 5% | 55.34 | 9611SC REAGENT 2 LR PHOSPHATE 2L | Polymetron
2036402 | 79.39 | 5% | 75.42 | 9611SC STANDARD 2 LR PHOSPHATE 2L | Polymetron
2036502 | 156 | 5% | 148.2 | KTO: 9611SC REAGENT 3 LR PHOSPHATE PKG | Polymetron
2036602 | 79.39 | 5% | 75.42 | 9611SC STANDARD 1 LR PHOSPHATE 2L | Polymetron
2036700 | 383 | 5% | 363.85 | KTO: 9611SC PHOSPHATE HR RGT SET | Polymetron
2036701 | 383 | 5% | 363.85 | KTO: 9611SC PHOSPHATE HR RGT SET, EU | Polymetron
2036802 | 211 | 5% | 200.45 | 9611sc REAGENT 1, HR PHOSPHATE, 2, 1-L INT | Polymetron
2036902 | 58.25 | 5% | 55.34 | 9611SC REAGENT 2 HR PHOSPHATE 2L | Polymetron
2037002 | 116 | 5% | 110.2 | 9611sc REAGENT 3, HR PHOSPHATE, 2, 1-L INT | Polymetron
2037102 | 56.15 | 5% | 53.34 | 9611SC STANDARD 1 HR PHOSPHATE 2L | Polymetron
2037502 | 41.75 | 5% | 39.66 | 9610sc REAGENT 4 SILICA 2L | Polymetron
2037600 | 95.25 | 3% | 92.39 | KIT OF 5 EMPTY BOTTLES FOR 96XX UNITS | Hach
2037601 | 95.25 | 3% | 92.39 | KIT OF 5 EMPTY BOTTLES FOR 96XX UNITS, EU | Hach
2037700 | 4907 | 3% | 4759.79 | BW680 BALLAST WATER HANDHELD FLUOROMETER | Hach-Lange
2038 | 86 | 3% | 83.42 | RETAINER FOR 2 AND 4 BOTTLE SAMPLING | American Sigma
2038215 | 220 | 5% | 209 | aa COD DIGEST VIAL,RAPID LR,PK/150 | Hach
2038225 | 39.79 | 5% | 37.8 | aa COD DIGEST VIAL,RAPID LR,PK/25 | Hach
2038315 | 220 | 5% | 209 | aa COD DIGEST VIAL,RAPID HR,PK/150 | Hach
203832 | 21.99 | 5% | 20.89 | SULFURIC ACID, 19.2N 100ML MDB | Hach
2038325 | 39.79 | 5% | 37.8 | aa COD DIGEST VIAL,RAPID HR,PK/25 | Hach
203849 | 29.69 | 5% | 28.21 | SULFURIC ACID STD, 19.2N 500ML | Hach
2038700 | 56.75 | 5% | 53.91 | 9610SC REAGENT 3 SILICA 1.8L | Polymetron
2038800 | 91.85 | 5% | 87.26 | 9610SC REAGENT 3 SILICA POWDER | Polymetron
2038900 | 72.05 | 5% | 68.45 | 9611SC REAGENT 3 LR PHOSPHATE POWDER | Polymetron
2039000 | 115 | 5% | 109.25 | 9611SC REAGENT 3 LR PHOSPHATE 1.8L | Polymetron
203953 | 39.35 | 5% | 37.38 | ETHYLENE GLYCOL 1000ML | Hach
2039600 | 179 | 3% | 173.63 | PH-1 MODULE I-PHONE ACCESSORY | Hach
2039700 | 138 | 3% | 133.86 | PH GEL-FILLED PROBE, FOR PH-1 MODULE | Hach
2040000 | 328 | 3% | 318.16 | KTO: PH-1 MODULE FOR I-PHONE W/GEL-FILLED PH PROBE | Hach
204053 | 25.79 | 5% | 24.5 | SODIUM HYDROXIDE STD 4.5N 1000ML | Hach
204059 | 19.99 | 5% | 18.99 | TOT INORG NITRGN BASE CONC 50ML | Hach
204253 | 26.19 | 5% | 24.88 | FERRIC CHLORIDE-SULFURIC ACID | Hach
20426 | 34.55 | 5% | 32.82 | TITRAVER HARDNESS RGT, ACS 100G | Hach
20434 | 78.35 | 5% | 74.43 | TITRAVER HARDNESS RGT, ACS 500G | Hach
204399 | 32.09 | 5% | 30.49 | CHROMIUM 1 RGT PWD PLWS PK/100 | Hach
204499 | 32.09 | 5% | 30.49 | CHROMIUM 2 RGT PWD PLWS PK/100 | Hach
204649 | 23.39 | 5% | 22.22 | NITROGEN, NITRATE 1.0MG/L 500ML | Hach
204839-6 | 230 | 3% | 223.1 | mc Accessory Kit,WATER,BASIC | Hach
20503 | 35.49 | 5% | 33.72 | TITRAVER TITRANT, 0.0100M 2.9L | Hach
2052626 | 31.89 | 5% | 30.3 | CHARCOAL ACTIVATED POWDER, 100G | Hach
20529 | 12.79 | 5% | 12.15 | EDTA STD SOLN, 0.0200N 200ML | Hach
2052R1 | 1161 | 3% | 1126.17 | ORP Sensor, Ryton Body, Au Electrode | GLI
2054849 | 30.29 | 5% | 28.78 | FERROUS AMM SULFATE 0.125N 500ML | Hach
2054959 | 12.69 | 3% | 12.31 | STIR BAR, MICRO 3MM DIA X 10MM | Hach
2054960 | 13.35 | 3% | 12.95 | STIR BAR, MICRO 2MM DIA X 7MM | Hach
2055037 | 307 | 3% | 297.79 | BURET, AUTO CLASS A 5ML TEF PLUG | Hach
2055133 | 15.25 | 5% | 14.49 | FERROIN IND SOLN 29ML DB | Hach
20553 | 19.45 | 5% | 18.48 | EDTA STD SOLN, 0.0200N 1000ML | Hach
20556 | 40.85 | 5% | 38.81 | EDTA STD SOLN, 0.0200N 4L | Hach
2055734 | 57.49 | 5% | 54.62 | BOILING CHIPS, SILICON CARBIDE | Hach
2057035 | 61.35 | 5% | 58.28 | P-TOLUENE SULFONIC ACID, 9.1KG BAG | Hach
2057799 | 24.75 | 5% | 23.51 | SULFATE EXTRACTANT 1 PP PK/100 | Hach
2058016 | 71.79 | 5% | 68.2 | HARD STD SOLN 0.5 MG/L 946ML | Hach
2058116 | 52.65 | 5% | 50.02 | CALCIUM CHLORIDE 2MG/L 946ML | Hach
2058R0 | 1039 | 3% | 1007.83 | KTO: SNSR-ORP,5W,LCP | GLI
2058R025 | 1091 | 3% | 1058.27 | ORP Sensor,5 Wire, LCP, 25ft | GLI
2058R1 | 1099 | 3% | 1066.03 | FINISH-SNSR,ORP,LCP,GOLD | GLI
205932 | 15.85 | 5% | 15.06 | FORMALDEHYDE, ACS 100ML MDB | Hach
2059703 | 50.15 | 5% | 47.64 | aa PHOSPHATE STD SOLN, 3MG/L 2.9L | Hach
2059716 | 41.85 | 5% | 39.76 | PHOSPHATE STD SOLN, 3MG/L 946ML | Hach
2059996 | 21.89 | 5% | 20.8 | POTASSIUM IODIDE PWD PLWS PK/50 | Hach
2062501 | 21.39 | 5% | 20.32 | MAGNESIUM CHLORIDE 0.0800M, CRTG | Hach
2063300 | 254 | 5% | 241.3 | TEST KIT, SU-DT SULFITE DIG TITR | Hach
2063300RGT | 57.65 | 5% | 54.77 | REAGENT SET, SU-DT TEST KIT (2063300) | Hach
2063500 | 267 | 5% | 253.65 | rr TEST KIT, CD-DT CHLORIDE | Hach
2063500RGT | 90.1 | 5% | 85.6 | REAGENT SET, rr CD-DT TEST KIT (2063500) | Hach
2063600 | 248 | 5% | 235.6 | TEST KIT, HA-DT HARDNESS | Hach
2063600RGT | 70.65 | 5% | 67.12 | REAGENT SET, HA-DT TEST KIT (2063600) | Hach
2063700 | 250 | 5% | 237.5 | TEST KIT, AL-DT ALK W/DIG TITR | Hach
2063700RGT | 74 | 5% | 70.3 | REAGENT SET, AL-DT TEST KIT (2063700) | Hach
2063888 | 13.75 | 3% | 13.34 | INSTRUCTIONS, AL-36DT TEST KIT | Hach
2063900 | 279 | 5% | 265.05 | TEST KIT, HAC-DT CAL/MAGNESIUM | Hach
2063900RGT | 101.55 | 5% | 96.47 | REAGENT SET, HAC-DT TEST KIT (2063900) | Hach
2064000 | 255 | 5% | 242.25 | TEST KIT, AC-DT ACIDITY DIG TITR | Hach
2064000RGT | 85.9 | 5% | 81.61 | REAGENT SET, AC-DT TEST KIT (2064000) | Hach
2064100 | 248 | 5% | 235.6 | TEST KIT, CA-DT C02 DIG TITRATOR | Hach
2064100RGT | 61.25 | 5% | 58.19 | REAGENT SET, CA-DT TEST KIT (2064100) | Hach
2064341 | 33.55 | 3% | 32.54 | CYLINDER, GRDTD LOW FORM 50 ML | Hach
2064342 | 37.49 | 3% | 36.37 | CYLINDER, GRDTD LOW FORM 100ML | Hach
2064400 | 86.79 | 5% | 82.45 | TEST KIT, OZ2 OZONE | Hach
2064400RGT | 19.45 | 5% | 18.48 | REAGENT SET, OZ2 TEST KIT (2064400) | Hach
2065800 | 28.99 | 3% | 28.12 | CLIPPER, HEAVY DUTY | Hach
2065801 | 10.05 | 3% | 9.75 | BLADE, REPLACEMENT F/CLIPPER | Hach
206640 | 21.15 | 3% | 20.52 | PIPET, SEROLOGICAL 25ML | Hach
206670 | 225 | 3% | 218.25 | PIPET, SEROLOGICAL 25ML PK/12 | Hach
206700 | 41.19 | 3% | 39.95 | IMHOFF CONE, PC W/SCREW CLOSURE | Hach
2067299 | 25.59 | 5% | 24.31 | BROMTHYMOL BLUE IND PP PK/100 | Hach
206800 | 162 | 3% | 157.14 | STAND, IMHOFF CONE FOR TWO CONES | Hach
206801 | 77.25 | 3% | 74.93 | STAND, IMHOFF CONE, HOLDS 4 | Hach
2070 | 107 | 3% | 103.79 | STRAINER,1 IN. DIA.,316 SS | American Sigma
2070042 | 14.95 | 5% | 14.2 | CHLORINE DIOXIDE RGT 1 100 TESTS | Hach
2070142 | 14.95 | 5% | 14.2 | CHLORINE DIOXIDE RGT 2 100 TESTS | Hach
2070242 | 14.95 | 5% | 14.2 | CHLORINE DIOXIDE RGT 3, 100ML | Hach
2071 | 54 | 3% | 52.38 | STRAINER,.406 DIA.,316 SS | American Sigma
2071649 | 31.79 | 5% | 30.2 | rr AMMONIA RGT 2 PWD PLWS PK/100 | Hach
2073549 | 19.35 | 5% | 18.38 | AMMONIA RGT 1 PWD PLWS PK/100 | Hach
2073900 | 27.59 | 3% | 26.76 | BURET KIT,AUTO SELF-ZEROING | Hach
2074200 | 115 | 3% | 111.55 | DEMINERALIZER CRTG, ORG REMOVAL | Hach
2074846 | 12.89 | 5% | 12.25 | PHENOL RED IND PWD PLWS PK/50 | Hach
2075325 | 12.15 | 3% | 11.79 | BAG, 100 ML STERILE W/THIOSULFATE, PK/25 | Hach
2075333 | 33.65 | 3% | 32.64 | BAG, STERILE W/THIOSULFATE PK/100 | Hach
2075408 | 132 | 3% | 128.04 | CARBOY, LOWBOY HDPE W/SPIGOT 8L | Hach
2075460 | 151 | 3% | 146.47 | CARBOY, LOWBOY HDPE W/SPIGOT 15L | Hach
2075533 | 37.25 | 3% | 36.13 | BAG, STERILE W/THIO, STANDUP, PK100 | Hach
2076004 | 118 | 5% | 112.1 | KTO: MOLYBDOVANADATE RGT 1000ML PK/4 | Hach
2076017 | 142 | 5% | 134.9 | MOLYBDOVANADATE RGT, 3.78L | Hach
2076032 | 15.95 | 5% | 15.15 | MOLYBDOVANADATE RGT 100TESTS MDB | Hach
2076049 | 28.29 | 5% | 26.88 | MOLYBDOVANADATE RGT, 500ML | Hach
2076053 | 37.75 | 5% | 35.86 | MOLYBDOVANADATE RGT, 1000ML | Hach
2076199 | 39.55 | 5% | 37.57 | NITRAVER 6 PWD PLWS PK/100 | Hach
2076266 | 33.05 | 5% | 31.4 | SULFAMIC ACID PP PK/50 | Hach
2079100 | 136 | 3% | 131.92 | DEMINERALIZER CRTG, ULTRAPURE HN | Hach
2079200 | 149 | 3% | 144.53 | DEMINERALIZER CRTG, HIGH CAP HN | Hach
2079400 | 51.85 | 3% | 50.29 | WALL BRACKET, DEMINERALIZER CRTG | Hach
2081335-1 | 261 | 3% | 253.17 | WATER WEIR | Hach
2081599 | 44.59 | 5% | 42.36 | BUFFER, CITRATE PP F/IRON PK/100 | Hach
2081669 | 41.39 | 5% | 39.32 | SULFOSALICYLIC ACID PP PK/100 | Hach
2081701 | 21.05 | 5% | 20 | TITRAVER, 0.0716M CRTG | Hach
2081801 | 22.25 | 5% | 21.14 | TITRAVER, 0.716M CRTG | Hach
2082383-2 | 473 | 3% | 458.81 | Converter Kit, RS232 TO RS485 | Hach
2082800 | 494 | 3% | 479.18 | UV LAMP KIT, 115V | Hach
2082904 | 103 | 5% | 97.85 | KTO: CHROMATE IND SOLN, 500ML PK/4 | Hach
2082949 | 35.49 | 5% | 33.72 | CHROMATE INDICATOR SOLN, 500ML | Hach
2083838-01 | 104 | 3% | 100.88 | Cable Assembly, FEMALE,Q-DISC,2FT | Hach
2084433-01 | 6946 | 3% | 6737.62 | PCX/ANA I/O KIT/WWEIR | Hach
2084433-02 | 6946 | 3% | 6737.62 | PCX/ANA I/O KIT/WWEIR 230 | Hach
2084434-01 | 5914 | 3% | 5736.58 | PCX/WATER WEIR | Hach
2084435-01 | 6753 | 3% | 6550.41 | PCX/ANALOG I/O KIT8 OUTPUTS | Hach
2084766 | 18.65 | 5% | 17.72 | POTASSIUM PERSULFATE PP PK/50 | Hach
2084769 | 32.35 | 5% | 30.73 | POTASSIUM PERSULFATE PP PK/100 | Hach
2084900 | 54.2 | 3% | 52.57 | SAMPLE CELL, LAB TURB PK/6 | Hach
2085859 | 34.29 | 3% | 33.26 | BOTTLE W/CAP, AMB PE 500ML PK/6 | Hach
2085863 | 28.89 | 3% | 28.02 | BOTTLE W/CAP, AMB PE 1000ML PK/3 | Hach
2085944 | 23.69 | 3% | 22.98 | BOTTLE W/CAP RECT AMB 125ML PK/6 | Hach
208601 | 113 | 5% | 107.35 | TEST KIT, CD-51 CHLORIDE HIGH | Hach
208601RGT | 112.8 | 5% | 107.16 | REAGENT SET, CD-51 TEST KIT (208601) | Hach
2086047 | 22.09 | 3% | 21.43 | BOTTLE, BLACK BOD | Hach
2086250 | 45.19 | 3% | 43.83 | BOTTLE, DROP DISP PE 30ML PK/12 | Hach
2086256 | 45.19 | 3% | 43.83 | BOTTLE, DROP DISP PE 250ML PK/6 | Hach
2086269 | 35.15 | 3% | 34.1 | BOTTLE, DROP DISP PE 15ML PK/12 | Hach
2086273 | 64.55 | 3% | 62.61 | BOTTLE, DROP DISP PE 125ML PK/12 | Hach
2086280 | 56.09 | 3% | 54.41 | BOTTLE, DROP DISP PE 60ML PK/12 | Hach
2086417 | 26.75 | 3% | 25.95 | BOTTLE W/CAP, NM PE 4L | Hach
2086773 | 24.79 | 3% | 24.05 | BOTTLE W/CAP, RECT 125ML PK/12 | Hach
2086776 | 35.15 | 3% | 34.1 | BOTTLE W/CAP, RECT 250ML PK/12 | Hach
2086779 | 56.09 | 3% | 54.41 | BOTTLE W/CAP, RECT 500ML PK/12 | Hach
2086783 | 64.55 | 3% | 62.61 | BOTTLE W/CAP, RECT 1000ML PK/6 | Hach
2086784 | 69.89 | 3% | 67.79 | BOTTLE W/CAP, RECT 2000ML PK/4 | Hach
2086871 | 25.69 | 3% | 24.92 | BOTTLE W/CAP, SQ PE 60ML PK/12 | Hach
2086874 | 38.49 | 3% | 37.34 | BOTTLE W/CAP, SQ PE 175ML PK/12 | Hach
2086879 | 74.09 | 3% | 71.87 | BOTTLE W/CAP, SQ PE 500ML PK/12 | Hach
2086883 | 56.09 | 3% | 54.41 | BOTTLE W/CAP, SQ PE 1000ML PK/6 | Hach
208689 | 5.19 | 3% | 5.03 | INSTRUCTIONS, CD-51 TEST KIT | Hach
2086946 | 15.95 | 3% | 15.47 | BOTTLE, WASH SAFETY 250ML | Hach
2086949 | 18.45 | 3% | 17.9 | BOTTLE, WASH SAFETY 500ML | Hach
2087050 | 23.29 | 3% | 22.59 | BOTTLE W/CAP, WM PE 30ML PK/12 | Hach
2087073 | 28.35 | 3% | 27.5 | BOTTLE W/CAP, WM PE 125ML PK/12 | Hach
2087076 | 41.49 | 3% | 40.25 | BOTTLE W/CAP, WM PE 250ML PK/12 | Hach
2087079 | 56.09 | 3% | 54.41 | BOTTLE W/CAP, WM PE 500ML PK/12 | Hach
2087083 | 52.89 | 3% | 51.3 | BOTTLE W/CAP, WM PE 1000ML PK/6 | Hach
2087117 | 26.75 | 3% | 25.95 | BOTTLE, WM LARGE HDPE 4L | Hach
2087154 | 18.45 | 3% | 17.9 | BOTTLE, WM LARGE HDPE 2L | Hach
2087300 | 65.59 | 3% | 63.62 | BUCKET, W/GRADUATIONS 9.5L | Hach
2087640 | 99.49 | 3% | 96.51 | BURET, AUTO SELF-ZEROING 25ML | Hach
2087641 | 110 | 3% | 106.7 | BURET, AUTO SELF-ZEROING 50ML | Hach
2087742 | 39.69 | 3% | 38.5 | BURNER, ALCOHOL 100ML | Hach
2087801 | 18.15 | 3% | 17.61 | CLAMP, BURET DOUBLE | Hach
2087901 | 9.39 | 3% | 9.11 | CLAMP, TUBING LARGE PK/12 | Hach
2088000 | 27.65 | 5% | 26.27 | ALCONOX DETERGENT PWD #1104 1.8KG | Hach
2088117 | 48.39 | 5% | 45.97 | DETERGENT, LIQUI-NOX* SOLN 3.78L | Hach
2088153 | 15.95 | 5% | 15.15 | DETERGENT, LIQUI-NOX* SOLN .946L | Hach
2088200 | 23.79 | 5% | 22.6 | DETERGENT, ALCOTABS* PK/100 | Hach
2088300 | 92.55 | 5% | 87.92 | CLEANER, NOCHROMIX* PK/10 | Hach
2088638 | 29.45 | 3% | 28.57 | CYLINDER, GRAD MIX 10ML HDPE STPR | Hach
2088640 | 31.15 | 3% | 30.22 | CYLINDER, GRAD MIX 25ML TALL FORM | Hach
2088641 | 37.59 | 3% | 36.46 | CYLINDER, GRAD MIX 50ML TALL FORM | Hach
2088642 | 42.55 | 3% | 41.27 | CYLINDER, GRAD MIX 100ML TALL FORM | Hach
2088701 | 20.09 | 5% | 19.09 | DESICCANT, DRIERITE* W/IND 454G | Hach
2088800 | 149 | 3% | 144.53 | DESICCATOR, VACUUM | Hach
2089010 | 129 | 3% | 125.13 | RACK, DRYING GLASSWARE, LARGE | Hach
2089279 | 173 | 3% | 167.81 | FLASK, BAFFLED ERLENMEYER, 500ML PK/6 | Hach
2089641 | 21.85 | 3% | 21.19 | FLASK, ERLENMEYER SCR CAP 50ML | Hach
2089643 | 21.49 | 3% | 20.85 | FLASK, ERLENMEYER SCR CAP 125ML | Hach
2089646 | 23.79 | 3% | 23.08 | FLASK, ERLENMEYER SCR CAP 250ML | Hach
2089649 | 24.55 | 3% | 23.81 | FLASK, ERLENMEYER SCR CAP 500ML | Hach
2089653 | 26.95 | 3% | 26.14 | FLASK, ERLENMEYER SCR CAP 1000ML | Hach
2089673 | 126 | 3% | 122.22 | FLASK, ERLEN SCR CAP 125ML PK/6 | Hach
2089676 | 129 | 3% | 125.13 | FLASK, ERLEN SCR CAP 250ML PK/6 | Hach
2089679 | 132 | 3% | 128.04 | FLASK, ERLEN SCR CAP 500ML PK/6 | Hach
2089683 | 146 | 3% | 141.62 | FLASK, ERLEN SCR CAP 1000ML PK/6 | Hach
2089743 | 15.75 | 3% | 15.28 | FLASK, ERLENMEYER PC 125ML | Hach
2089746 | 22.55 | 3% | 21.87 | FLASK, ERLENMEYER PC 250ML | Hach
2089843 | 17.35 | 3% | 16.83 | FLASK, ERLENMEYER PMP 125ML | Hach
2089846 | 18.65 | 3% | 18.09 | FLASK, ERLENMEYER PMP 250ML | Hach
2089873 | 84.69 | 3% | 82.15 | FLASK, ERLEN PMP 125ML PK/6 | Hach
2089876 | 70.89 | 3% | 68.76 | FLASK, ERLEN PMP 250ML PK/4 | Hach
2089879 | 109 | 3% | 105.73 | FLASK, ERLEN PMP 500ML PK/4 | Hach
2089949 | 22.55 | 3% | 21.87 | FLASK, FILTERING PP 500ML | Hach
2089953 | 34.29 | 3% | 33.26 | FLASK, FILTERING PP 1000ML | Hach
2090553 | 13.65 | 3% | 13.24 | FUNNEL, BUCHNER FOR 70MM PAPER | Hach
2090556 | 33.15 | 3% | 32.16 | FUNNEL, BUCHNER FOR 110MM PAPER | Hach
2091800 | 98.95 | 3% | 95.98 | NOTEBOOK, FIELD | Hach
2091900 | 69.15 | 3% | 67.08 | NOTEBOOK, LABORATORY | Hach
2092000 | 5.65 | 3% | 5.48 | MARKER, LABORATORY BROAD LINE | Hach
2092625 | 30.65 | 3% | 29.73 | PIPET, SER STERILE 1ML PK/50 | Hach
2092626 | 28.35 | 3% | 27.5 | PIPET, SER STERILE 2ML PK/50 | Hach
2092627 | 36.09 | 3% | 35.01 | PIPET, SER STERILE 5ML PK/50 | Hach
2092628 | 37.79 | 3% | 36.66 | PIPET, SER STERILE 10ML PK/50 | Hach
2092655 | 560 | 3% | 543.2 | PIPET, SER STERILE 1ML PK/1000 | Hach
2092656 | 496 | 3% | 481.12 | PIPET, SER STERILE 2ML PK/1000 | Hach
2092667 | 137 | 3% | 132.89 | PIPET, SER STERILE 5ML PK/200 | Hach
2092668 | 142 | 3% | 137.74 | PIPET, SER STERILE 10ML PK/200 | Hach
2092826 | 24.69 | 3% | 23.95 | PIPET, SER STERILE 2ML PK/50 | Hach
2092828 | 30.55 | 3% | 29.63 | PIPET, SER STERILE 10ML PK/50 | Hach
2092835 | 20.39 | 3% | 19.78 | PIPET, SER STERILE 1ML PK/50 | Hach
2092855 | 379 | 3% | 367.63 | PIPET, SER STERILE 1ML PK/1000 | Hach
2092868 | 310 | 3% | 300.7 | PIPET, SER STERILE 10ML PK/500 | Hach
2093127 | 30.35 | 3% | 29.44 | PIPET, SER STERILE 5X0.1ML PK/25 | Hach
2093128 | 35.45 | 3% | 34.39 | PIPET, SER STERILE 10X.1ML PK/25 | Hach
2093135 | 23.29 | 3% | 22.59 | PIPET, SER STERILE 1X.01ML PK/50 | Hach
2093136 | 17.75 | 3% | 17.22 | PIPET, SER STERILE 2X.01ML PK/35 | Hach
2093158 | 350 | 3% | 339.5 | PIPET, SER STERILE 10ML PK/400 | Hach
2093166 | 111 | 3% | 107.67 | PIPET, SER STERILE 2ML PK/175 | Hach
2093400 | 10.15 | 3% | 9.85 | PIPET, MOHR MEAS 0.1X.01ML WHT | Hach
2093437 | 10.55 | 3% | 10.23 | PIPET, MOHR MEAS 5.0X0.1ML BLUE | Hach
2093438 | 11.49 | 3% | 11.15 | PIPET, MOHR MEAS 10X0.1ML ORN | Hach
2093440 | 17.75 | 3% | 17.22 | PIPET, MOHR MEAS 25X0.1ML WHT | Hach
2093635 | 10.05 | 3% | 9.75 | PIPET, MOHR MEAS 1.0X.01ML YLW | Hach
2093636 | 10.25 | 3% | 9.94 | PIPET, MOHR MEAS 2.0X.1ML GREEN | Hach
2094200 | 46.75 | 3% | 45.35 | BOD BOTTLE RACK 12 BOTTLE | Hach
2094300 | 96.35 | 3% | 93.46 | BOTTLE CARRIER, PINT | Hach
2094700 | 33.55 | 3% | 32.54 | RACK, PIPET | Hach
2095000 | 103 | 3% | 99.91 | SAMPLE CELL, MATCHED PR DR/2000 | Hach
2095000S | 122 | 3% | 118.34 | SAMPLE CELL SUPER, MATCHED PR DR2000, 25ML | Hach
2095100 | 210 | 3% | 203.7 | SAMPLE CELL, 1CM MATCHED PAIR | Hach
2095200 | 566 | 3% | 549.02 | GRAB SAMPLER | Hach
2095348 | 5.09 | 3% | 4.94 | STIR BAR, OCTAGONAL 12.7X7.9MM | Hach
2095349 | 5.85 | 3% | 5.67 | STIR BAR, OCTAGONAL 15.9X7.9MM | Hach
2095350 | 6.35 | 3% | 6.16 | STIR BAR, OCTAGONAL 22.2X7.9MM | Hach
2095351 | 6.15 | 3% | 5.97 | STIR BAR, OCTAGONAL 25.4X7.9MM | Hach
2095352 | 6.45 | 3% | 6.26 | STIR BAR, OCTAGONAL 28.6X7.9MM | Hach
2095355 | 7.79 | 3% | 7.56 | STIR BAR, OCTAGONAL 50.8X7.9MM | Hach
2095509 | 18.45 | 3% | 17.9 | STOPPER, STD TAPER HDPE #9 PK/6 | Hach
2095513 | 16.39 | 3% | 15.9 | STOPPER, STD TAPER HDPE #13 PK/6 | Hach
2095516 | 22.05 | 3% | 21.39 | STOPPER, STD TAPER HDPE #16 PK/6 | Hach
2095661 | 57.15 | 3% | 55.44 | STOPCOCK PLUG, TEFLON 2MM | Hach
2095666 | 106 | 3% | 102.82 | ff STOPCOCK PLUG, TEFLON 6MM | Hach
2096208 | 31.55 | 3% | 30.6 | TUBE, CULT W/CAP 13X100MM PK/10 | Hach
2096230 | 35.45 | 3% | 34.39 | TUBE, CULT W/CAP 20X150MM PK/10 | Hach
2096250 | 36.49 | 3% | 35.4 | TUBE, CULT W/CAP 25X150MM PK/10 | Hach
2096900 | 15.29 | 3% | 14.83 | WIPER, DISPOSABLE 38X43CM PK/70 | Hach
2097000 | 6.15 | 3% | 5.97 | WIPER, DISPOSABLE 11X22CM PK/280 | Hach
2097060 | 215 | 3% | 208.55 | WIPES, DISPOSABLE 11X22CM CASE/60 | Hach
209738 | 3.05 | 3% | 2.96 | PIPET, DSPL WIDE-TIP 10-11ML | Hach
2097810 | 17.45 | 3% | 16.93 | WICK, FOR ALCOHOL BURNER PK/10 | Hach
209798 | 22.75 | 3% | 22.07 | PIPET, STERILE 10-11ML PK/25 | Hach
2098061 | 135 | 3% | 130.95 | CARBOY, RECT W/SPIGOT 9L | Hach
2098080 | 166 | 3% | 161.02 | CARBOY, RECT W/SPIGOT 20L | Hach
2098640 | 17.45 | 3% | 16.93 | CRUCIBLE, GOOCH 25 ML | Hach
2098641 | 18.85 | 3% | 18.28 | CRUCIBLE, GOOCH 40 ML, EA | Hach
2099542 | 29.55 | 3% | 28.66 | FLASK, VOLUMETRIC PMP 100ML | Hach
2099549 | 41.19 | 3% | 39.95 | FLASK, VOLUMETRIC PMP 500ML | Hach
2099553 | 52.89 | 3% | 51.3 | FLASK, VOLUMETRIC PMP 1000ML | Hach
2100300 | 32.7 | 3% | 31.72 | SAMPLE CELL, 2100A PK/6 | Hach
2100803 | 30.85 | 5% | 29.31 | aa SILICA STD SOLN 0.50MG/L 2.9L | Hach
2100817 | 48.25 | 5% | 45.84 | SILICA STD SOLN 0.50 MG/L 3.78L | Hach
2100Q01 | 1100 | 3% | 1067 | rr 2100Q PORTABLE TURBIDIMETER | Hach
2100Q01USB | 1389 | 3% | 1347.33 | rr KTO: 2100Q w/USB + POWER MODULE | Hach
2100QIS01 | 1100 | 3% | 1067 | 2100Q IS PORTABLE TURBIDIMETER | Hach
2100QIS01USB | 1389 | 3% | 1347.33 | KTO: 2100QIS W/USB + POWER MODULE | Hach
2101100 | 55 | 3% | 53.35 | WEIGHT SET, 100G | Hach
2101315 | 31.89 | 3% | 30.93 | LACTOSE MPN TUBE, LIQ CONC PK/15 | Hach
2101415 | 29.25 | 3% | 28.37 | LAURYL TRYPTOSE MPN TUBES PK/15 | Hach
2103200 | 3.35 | 3% | 3.25 | BRUSH, CAMEL'S HAIR | Hach
2104 | 34 | 5% | 32.3 | PH BUFFER,4.00 (10 CAPSULES) | American Sigma
2105 | 37 | 5% | 35.15 | PH BUFFER,7.00 (10 CAPSULES) | American Sigma
210542 | 14.99 | 5% | 14.24 | SODIUM CHLORIDE, 1000MG/L 100ML | Hach
2105503 | 60.29 | 5% | 57.28 | KTO: DPD FREE CL PP PK/100X3 | Hach
2105528 | 176 | 5% | 167.2 | DPD FREE CHLORINE RGT 10 ML, PK/1000 | Hach
210553 | 39.49 | 5% | 37.52 | SODIUM CHLORIDE STD, 1000MG/L 1L | Hach
2105545 | 55 | 5% | 52.25 | TNT, DPD FREE CL2 PK/50 | Hach
2105560 | 46.65 | 5% | 44.32 | DPD FREE REFILL VIAL | Hach
2105569 | 20.65 | 5% | 19.62 | DPD FREE CHLORINE RGT PP, 10 ML, PK/100 | Hach
2105603 | 60.29 | 5% | 57.28 | KTO: DPD TOTAL CL PP PK/100X3 | Hach
2105628 | 176 | 5% | 167.2 | DPD TOTAL CHLORINE RGT 10 ML PK/1000 | Hach
2105645 | 55 | 5% | 52.25 | TNT, DPD TOTAL CL2 PK/50 | Hach
2105660 | 46.65 | 5% | 44.32 | DPD TOTAL REFILL VIAL | Hach
2105669 | 20.65 | 5% | 19.62 | DPD TOT CHLORINE RGT PP 10 ML PK/100 | Hach
2105728 | 203 | 5% | 192.85 | KTO: FERROVER IRON RGT PP PK/1000 | Hach
2105769 | 23.15 | 5% | 21.99 | FERROVER, IRON REAGENT PK/100 | Hach
2105828 | 355 | 5% | 337.25 | KTO: CUVER 1, COPPER REAGENT PK/1000 | Hach
2105869 | 45.95 | 5% | 43.65 | CUVER 1, COPPER REAGENT PK/100 | Hach
2106 | 38 | 5% | 36.1 | PH BUFFER,10.00 (10 CAPSULES) | American Sigma
2106028 | 273 | 5% | 259.35 | KTO: PHOSVER 3 PHOSPHATE RGT PK/1000 | Hach
2106046 | 17.95 | 5% | 17.05 | PHOSVER 3, PHOSPHATE PP PK/50 | Hach
2106069 | 33.49 | 5% | 31.82 | PHOSVER 3 PWD PLWS 10ML PK/100 | Hach
2106103 | 120 | 5% | 114 | KTO: NITRAVER 5, NITRATE RGT PK/300 | Hach
2106169 | 42.35 | 5% | 40.23 | NITRAVER 5 PWD PLWS 10ML PK/100 | Hach
2106228 | 195 | 5% | 185.25 | KTO: CITRIC ACID, FOR SILICA PK/1000 | Hach
2106269 | 22.75 | 5% | 21.61 | CITRIC ACID, FOR SILICA PK/100 | Hach
210635 | 52.89 | 3% | 51.3 | PIPET, PP MOHR MEASURING 1ML | Hach
210637 | 58.19 | 3% | 56.44 | PIPET, PP MOHR MEASURING 5ML | Hach
210638 | 60.35 | 3% | 58.54 | PIPET, PP MOHR MEASURING 10ML | Hach
2106469 | 28.09 | 5% | 26.69 | AMMONIA 1 RGT PP 10ML PK/100 | Hach
2106569 | 28.09 | 5% | 26.69 | rr AMMONIA 2 RGT PP 10ML PK/100 | Hach
210665 | 614 | 3% | 595.58 | PIPET, PP GRAD MEAS 1ML PK/12 | Hach
2106669 | 49.49 | 5% | 47.02 | ZINCOVER 5, ZINC REAGENT PK/100 | Hach
210667 | 658 | 3% | 638.26 | PIPET, PP GRAD MEAS 5ML PK/12 | Hach
210668 | 673 | 3% | 652.81 | PIPET, PP GRAD MEAS 10ML PK/12 | Hach
2106769 | 31.59 | 5% | 30.01 | SULFAVER 4, SULFATE RGT PK/100 | Hach
2106869 | 30.29 | 5% | 28.78 | CYANIVER 3 CYANIDE RGT PP PK/100 | Hach
2106969 | 30.29 | 5% | 28.78 | CYANIVER 4 CYANIDE RGT PP PK/100 | Hach
2107069 | 30.29 | 5% | 28.78 | CYANIVER 5 CYANIDE RGT PP PK/100 | Hach
2107169 | 37.39 | 5% | 35.52 | NITRIVER 3 PWD PLW 10ML PK/100 | Hach
2107249 | 45.65 | 5% | 43.37 | NITRAVER 6 RGT PP 10ML PK/100 | Hach
2107328 | 243 | 5% | 230.85 | KTO: MOLYBDATE RGT, SILICA HR PK/1000 | Hach
2107369 | 29.89 | 5% | 28.4 | MOLYBDATE RGT, SILICA HR PK/100 | Hach
2107428 | 246 | 5% | 233.7 | KTO: ACID RGT, SILICA HR PK/1000 | Hach
2107469 | 30.15 | 5% | 28.64 | ACID RGT, SILICA HIGH RNG PK/100 | Hach
2107569 | 40.39 | 5% | 38.37 | NITRIVER 2, NITRITE RGT PK/100 | Hach
2107669 | 39.49 | 5% | 37.52 | BUFFER, CITRATE TYPE PK/100 | Hach
2107769 | 26.19 | 5% | 24.88 | SODIUM PERIODATE PP 10ML PK/100 | Hach
2109210 | 58.19 | 5% | 55.28 | PHOSPHORUS, 25MG/L 10ML PK/16 | Hach
2110042 | 17.65 | 5% | 16.77 | POLYVINYL ALCOHOL 20G/L 100TESTS | Hach
2111132 | 32 | 5% | 30.4 | Glycine, ACS, 100 g | Hach
2112100 | 12.39 | 3% | 12.02 | INOCULATING LOOP AND HANDLE | Hach
211220 | 13.55 | 5% | 12.87 | PHENOL SOLN 30 G/L 29ML | Hach
21126 | 13.09 | 5% | 12.44 | PHENOL RED IND SOLN, 50ML SCDB | Hach
2112820 | 51 | 5% | 48.45 | MANGANESE, 25MG/L 2ML AMP PK/20 | Hach
21132 | 15.25 | 5% | 14.49 | PHENOL RED IND SOLN, 100ML MDB | Hach
2113300 | 674 | 5% | 640.3 | KTO: TEST KIT, PN-10 115V | Hach
2113301 | 149 | 5% | 141.55 | TEST KIT, PHOSPHONATE W/O UV | Hach
2113301RGT | 58.35 | 5% | 55.43 | REAGENT SET, PN-10 TEST KIT (2113301) | Hach
2113302 | 680 | 5% | 646 | KTO: TEST KIT, PN-10 PHOSPHONATE 230V | Hach
2113400 | 26.45 | 3% | 25.66 | GOGGLES, SPECTACLES UV CONTROL | Hach
21136 | 13.09 | 5% | 12.44 | PHENOL RED IND SOLN, 15ML SCDB | Hach
2114500 | 31.25 | 3% | 30.31 | CLAMP, 2-PRONG EXTENSION 38MM | Hach
21149 | 31.75 | 5% | 30.16 | PHENOL RED IND SOLN, 500ML | Hach
2115700 | 175 | 5% | 166.25 | SETTLOMETER KIT | Hach
2115839 | 42.55 | 3% | 41.27 | TUBE, CENTRIFUGE PC 15ML PK/10 | Hach
2116139 | 87 | 3% | 84.39 | TUBE, CENTRIFUGE, DISPOSABLE GLASS, 50 ML PK/72 | Hach
2117940 | 22.55 | 3% | 21.87 | CYLINDER, GRADUATED PC 25ML | Hach
2117941 | 24.89 | 3% | 24.14 | CYLINDER, GRADUATED PC 50ML | Hach
2117942 | 27.59 | 3% | 26.76 | CYLINDER, GRADUATED PC 100ML | Hach
2117946 | 33.15 | 3% | 32.16 | CYLINDER, GRADUATED PC 250ML | Hach
2117949 | 41.89 | 3% | 40.63 | CYLINDER, GRADUATED PC 500ML | Hach
2117953 | 51.85 | 3% | 50.29 | CYLINDER, GRADUATED PC 1000ML | Hach
211801 | 7.05 | 3% | 6.84 | STOPPER, RUBBER SOLID #1 PK/12 | Hach
211802 | 7.05 | 3% | 6.84 | STOPPER, RUBBER SOLID #2 PK/12 | Hach
211803 | 7.85 | 3% | 7.61 | STOPPER, RUBBER SOLID #3 PK/12 | Hach
211804 | 7.45 | 3% | 7.23 | STOPPER, RUBBER SOLID #4 PK/12 | Hach
211806 | 12.89 | 3% | 12.5 | STOPPER, RUBBER SOLID #6 PK/12 | Hach
211808 | 15.15 | 3% | 14.7 | STOPPER, RUBBER SOLID #8 PK/12 | Hach
211810 | 17.45 | 3% | 16.93 | STOPPER, RUBBER SOLID #10 PK/6 | Hach
2118669 | 22.65 | 5% | 21.52 | COPPER RGT, FREE COPPER, 25ml pk/100 | Hach
2118869 | 20.29 | 5% | 19.28 | HYDROSULFITE RGT PWD PLWS PK/100 | Hach
211904 | 21.05 | 3% | 20.42 | STOPPER, RUBBER 1 HOLE #4 PK/6 | Hach
211906 | 20.39 | 3% | 19.78 | STOPPER, RUBBER 1 HOLE #6 PK/6 | Hach
211907 | 21.05 | 3% | 20.42 | STOPPER, RUBBER 1 HOLE #7 PK/6 | Hach
211908 | 44.55 | 3% | 43.21 | STOPPER, RUBBER 1 HOLE #8 PK/6 | Hach
2119432 | 25.65 | 5% | 24.37 | rr NESSLER RGT EX ALK, 100TESTS MDB | Hach
2119449 | 50.95 | 5% | 48.4 | rr NESSLER RGT EX ALK, 500ML | Hach
2119453 | 91.95 | 5% | 87.35 | rr NESSLER RGT EX ALK, 1000 ML | Hach
2119649 | 38.09 | 5% | 36.19 | HYDROGEN PEROXIDE 50%, 490ML | Hach
212132 | 19.25 | 5% | 18.29 | SULFURIC ACID, 0.500N 100ML MDB | Hach
2122326 | 18.65 | 5% | 17.72 | ALKALINE CYANIDE RGT, 50ML SCDB | Hach
2122332 | 25.75 | 5% | 24.46 | ALKALINE CYANIDE RGT 100ML MDB | Hach
2122349 | 67.75 | 5% | 64.36 | ALKALINE CYANIDE REAGENT, 500ML | Hach
2122426 | 17.79 | 5% | 16.9 | PAN IND SOLN, 0.1% 50ML SCDB | Hach
2122432 | 26.35 | 5% | 25.03 | PAN IND SOLN, 0.1% 100ML MDB | Hach
2122449 | 68.45 | 5% | 65.03 | PAN INDICATOR SOLN, 0.1% 500ML | Hach
2122531 | 49.05 | 5% | 46.6 | SILICA STD SOLN, 25MG/L 236ML | Hach
2122800 | 7.99 | 3% | 7.75 | SAMPLE CELL, 25X54MM 10ML W/CAP PKGD | Hach
212368 | 22.35 | 5% | 21.23 | NICKEL 1 REAGENT PWD PLWS PK/25 | Hach
212468 | 33.89 | 5% | 32.2 | NICKEL 2 REAGENT PWD PLWS PK/25 | Hach
2124720 | 6.35 | 3% | 6.16 | DROPPER, LDPE 0.5&1.0ML PK/20 | Hach
212528 | 320 | 5% | 304 | KTO: PHOSVER 3 PWD PLWS 25ML PK/1000 | Hach
212528K | 320 | 5% | 304 | KTOALT: PHOSVER 3 PWD PLWS 25ML PK/1000 | Hach
2125704 | 57.8 | 5% | 54.91 | KTO: WATER, STANDARD ZERO, 946ML PK/4 | Hach
2125716 | 15.69 | 5% | 14.91 | WATER, STANDARD ZERO 946ML | Hach
2125815 | 219 | 5% | 208.05 | rr COD DIGESTION VIAL, LR HW PK/150 | Hach
2125815B | 219 | 5% | 208.05 | rr COD DIGESTION VIAL, LR HW PK/150 BRAZIL | Hach
2125815C | 219 | 5% | 208.05 | rr COD DIGESTION VIAL, LR HW PK/150 CHINA | Hach
2125815KR | 219 | 5% | 208.05 | rr COD DIGESTION VIAL, LR HW PK/150 KOREA | Hach
2125825 | 39.79 | 5% | 37.8 | rr COD DIGESTION VIAL, LR HW PK/25 | Hach
2125825B | 39.79 | 5% | 37.8 | rr COD DIGESTION VIAL, LR HW PK/25 BRAZIL | Hach
2125825C | 39.79 | 5% | 37.8 | rr COD DIGESTION VIAL, LR HW PK/25 CHINA | Hach
2125915 | 219 | 5% | 208.05 | rr COD DIGESTION VIAL, HR HW PK/150 | Hach
2125915B | 219 | 5% | 208.05 | rr COD DIGESTION VIAL, HR HW PK/150 BRAZIL | Hach
2125915C | 219 | 5% | 208.05 | rr COD DIGESTION VIAL, HR HW PK/150 CHINA | Hach
2125915KR | 219 | 5% | 208.05 | rr COD DIGESTION VIAL, HR HW PK/150 KOREA | Hach
2125925 | 39.79 | 5% | 37.8 | rr COD DIGESTION VIAL, HR HW PK/25 | Hach
2125925B | 39.79 | 5% | 37.8 | rr COD DIGESTION VIAL, HR HW PK/25 BRAZIL | Hach
2125925C | 39.79 | 5% | 37.8 | rr COD DIGESTION VIAL, HR HW PK/25 CHINA | Hach
212599 | 39.55 | 5% | 37.57 | PHOSVER 3 PWD PLW 25ML PK/100 | Hach
2126102 | 11.1 | 3% | 10.77 | SAMPLE CELL, 1CM ROUND PK/2 | Hach
212699 | 38.65 | 5% | 36.72 | ACID RGT PWD PLWS PK/100 | Hach
2127716 | 127 | 5% | 120.65 | CALCIUM CHLORIDE STD SOLN 946ML | Hach
212799 | 26.65 | 5% | 25.32 | NEUTRALIZING RGT PP PK/100 | Hach
2128410 | 58.49 | 5% | 55.57 | NITROGEN, 150MG/L 10ML AMP PK/16 | Hach
2128800 | 25.09 | 3% | 24.34 | VIEWING TUBE INSERT, OPTICAL | Hach
2129000 | 120 | 5% | 114 | TEST KIT, CN-80 CHLORINE | Hach
2129000RGT | 46.6 | 5% | 44.27 | REAGENT SET, CN-80 TEST KIT (2129000) | Hach
21301H | 51.55 | 5% | 48.97 | UNIVER 3 POWDER, 454G | Hach
21320H | 12.69 | 5% | 12.06 | UNIVER 3 POWDER, 28.3G | Hach
2140800 | 19.25 | 3% | 18.67 | STIR BAR, CUVETTE 9X8MM | Hach
2141100 | 32.35 | 3% | 31.38 | FORCEPS, MEMBRANE FILTER | Hach
2141299 | 52.09 | 5% | 49.49 | TRIAZOLE REAGENT PWD PLWS PK/100 | Hach
2141342 | 47.35 | 5% | 44.98 | BENZOTRIAZOLE, 500MG/L 100ML | Hach
2142001 | 16.29 | 5% | 15.48 | PAO STD SOLN, 0.0451N CARTRIDGE | Hach
2142210 | 1.09 | 3% | 1.06 | BOX, TAB-LOCK CORR 11.5X3.5X3.5 | Hach
2143166 | 30.15 | 3% | 29.25 | BUFFER DILUTION WATER PLWS PK/25 | Hach
2149 | 877 | 3% | 850.69 | RAIN GAUGE WITH 25 FT. CABLE | American Sigma
2150166 | 28.39 | 5% | 26.97 | PHTHALATE-PHOSPHATE RGT PP PK/50 | Hach
2150232 | 37.89 | 5% | 36 | PAN INDICATOR 0.3% 100ML MDB | Hach
2150342 | 25.29 | 5% | 24.03 | COBALT STD SOLN, 1000MG/L 100ML | Hach
2155332 | 17.95 | 5% | 17.05 | BUFFER SOLN, PHOSPHATE 100ML MDB | Hach
2155353 | 41.49 | 5% | 39.42 | BUFFER SOLN, PHOSPHATE PH7.0 1L | Hach
2158706 | 4.55 | 3% | 4.41 | CAP, WHT PP 28-400 FOAM LNR PK/6 | Hach
2158806 | 4.85 | 3% | 4.7 | CAP, WHT PP 28-410 FOAM LNR PK/6 | Hach
2162315 | 29.69 | 3% | 28.8 | LAURYL TRYPTOSE 1X BROTH, PK/15 | Hach
2162700 | 29.65 | 3% | 28.76 | BURNER, BUNSEN PROPANE | Hach
2162800 | 17.75 | 3% | 17.22 | TUBE, FERMENTATION 0.7ML PK/72 | Hach
2162921 | 13.25 | 3% | 12.85 | ROSOLIC ACID, PWD 1G | Hach
2163103 | 13.25 | 3% | 12.85 | BOTTLE W/CAP, WTR SMPL 4 OZ PK/3 | Hach
2163600 | 238 | 3% | 230.86 | STIRRER, MAGNETIC BATT POWERED | Hach
2164000 | 41.19 | 3% | 39.95 | DISH, ALUMINUM 63X17.5MM PK/100 | Hach
2164100 | 255 | 3% | 247.35 | FILTER FUNNEL, ACRYLIC PLATE 7CM | Hach
2164200 | 112 | 3% | 108.64 | FILTER PLATE, PTFE 7CM FOR 21641 | Hach
2164300 | 80.85 | 3% | 78.42 | FILTER, GLASS FBR 70MM 2.7UM PK/100 | Hach
2164400 | 23.09 | 3% | 22.4 | HAND PROTECTOR, HOT-HAND* | Hach
2164949 | 63.55 | 5% | 60.37 | ACID DETERGENT CONCENTRATE 500ML | Hach
2166506 | 4.35 | 3% | 4.22 | CAP, WHT PP 22-400 FOAM LNR PK/6 | Hach
2166706 | 4.35 | 3% | 4.22 | CAP, WHT PP 24-400 FOAM LNR PK/6 | Hach
2167500 | 608 | 5% | 577.6 | KTO: TEST KIT, TZ-1 115V | Hach
2167502 | 674 | 5% | 640.3 | KTO: TEST KIT, TZ-1 230/50 UV LAMP | Hach
2167570 | 131 | 5% | 124.45 | TEST KIT, TZ-1 W/O UV LAMP KIT | Hach
2167570RGT | 50.8 | 5% | 48.26 | REAGENT SET, TZ-1 TEST KIT (2167570) | Hach
2167969 | 42.09 | 5% | 39.99 | DEHA REAGENT 1 PWD PLWS PK/100 | Hach
2168042 | 19.99 | 5% | 18.99 | DEHA REAGENT 2 SOLN, 100ML | Hach
2168049 | 58.95 | 5% | 56 | DEHA REAGENT 2 SOLN, 500ML | Hach
2169349 | 31 | 5% | 29.45 | Octyl Alcohol, 99%, 500 mL | Hach
2171820 | 117 | 5% | 111.15 | FERRIC CHLORIDE RGT 5ML PK/20 | Hach
217240 | 19.69 | 3% | 19.1 | CYLINDER, GRADUATED PMP 25ML | Hach
217241 | 21.05 | 3% | 20.42 | CYLINDER, GRADUATED PMP 50ML | Hach
217242 | 24.89 | 3% | 24.14 | CYLINDER, GRADUATED PMP 100ML | Hach
217246 | 31.65 | 3% | 30.7 | CYLINDER, GRADUATED PMP 250ML | Hach
217249 | 46.25 | 3% | 44.86 | CYLINDER, GRADUATED PMP 500ML | Hach
217253 | 53.99 | 3% | 52.37 | CYLINDER, GRADUATED PMP 1000ML | Hach
2174 | 241 | 3% | 233.77 | DISTRIBUTOR ARM ASSY,8 BOTTLE DIST | American Sigma
217500 | 5.09 | 3% | 4.94 | DROPPER, .583 ML | Hach
2175749 | 28.55 | 5% | 27.12 | SULFATE STD SOLN, 1000MG/L 500ML | Hach
2177200 | 70.89 | 5% | 67.35 | SECCHI DISC, 20CM W/ ROPE | Hach
2177826 | 41.49 | 3% | 40.25 | PLATE COUNT AGAR, DHYD 100G | Hach
2178800 | 48.15 | 3% | 46.71 | GLOVES, HOT MILL 10-INCH LARGE | Hach
2178900 | 187 | 3% | 181.39 | DISH, PETRI 100X15MM DSPL PK/600 | Hach
2178901 | 9.95 | 3% | 9.65 | DISH, PETRI 100X15MM DSPL PK/20 | Hach
217900 | 11.19 | 5% | 10.63 | COVER FOR COOKIT | Hach
2179000 | 113 | 3% | 109.61 | WEIGHING BOAT, 8.9CM SQ PK/500 | Hach
2179020 | 13.55 | 3% | 13.14 | WEIGHING BOAT, 8.9CM SQ PK/20 | Hach
2179100 | 215 | 3% | 208.55 | WEIGHING BOAT, 14CM SQ PK/500 | Hach
2179226 | 63.55 | 3% | 61.64 | NUTRIENT AGAR, DEHYDRATED 100G | Hach
218049 | 59.25 | 5% | 56.29 | SODIUM HYDROXIDE SOLN 50% 500ML | Hach
2182000 | 84.45 | 5% | 80.23 | TEST KIT, NI-15 NITRITE LR | Hach
2182000RGT | 24.25 | 5% | 23.04 | REAGENT SET, NI-15 TEST KIT (2182000) | Hach
2182115 | 29.69 | 3% | 28.8 | LAURYL TRYPTOSE/MUG SOLN PK/15 | Hach
2182369 | 23.89 | 5% | 22.7 | FREE COPPER RGT PWD PLWS PK/100 | Hach
2182700 | 31.75 | 3% | 30.8 | SPIGOT, REPL FOR 14868, 20980 | Hach
2182999 | 32.8 | 5% | 31.16 | FORMALDEHYDE RGT 1 PP PK/100 | Hach
2183032 | 14.85 | 5% | 14.11 | SULFURIC ACID, 1.90N 100ML MDB | Hach
2183100 | 91.05 | 5% | 86.5 | TEST KIT, FORMALDEHYDE 0-0.5-10% | Hach
2183100RGT | 65 | 5% | 61.75 | REAGENT SET, FM-1 TEST KIT (2183100) | Hach
2183188 | 4.35 | 3% | 4.22 | INSTRUCTIONS, FORMALDEHYDE HR | Hach
2183216 | 75.05 | 5% | 71.3 | ff HARDNESS IN BRINE RGT 1 946ML | Hach
2183668 | 8.75 | 5% | 8.31 | GLYCOL TEST RGT 1 PWD PLWS PK/25 | Hach
2183768 | 8.95 | 5% | 8.5 | GLYCOL TEST RGT 2 PWD PLWS PK/25 | Hach
2183825 | 71.55 | 5% | 67.97 | GLYCOL TEST RGT 3 VIALS, PK/25 | Hach
2183825C | 71.55 | 5% | 67.97 | GLYCOL TEST RGT 3 VIALS, PK/25 CHINA | Hach
2183936 | 11.99 | 5% | 11.39 | ETHYLENE GLYCOL, 0.05% 15ML SCDB | Hach
2184421 | 154 | 3% | 149.38 | MUG FLUORESCENCE CRYSTALS 1G | Hach
2184600 | 41.99 | 5% | 39.89 | DEMINERALIZER ASSY, 473ML | Hach
2185336 | 19.05 | 5% | 18.1 | THYMOLPHTHALEIN, 1G/L 15ML SCDB | Hach
2185628 | 159 | 3% | 154.23 | PIPET TIP, FOR 19700-01 PK/1000 | Hach
2185696 | 13.79 | 3% | 13.38 | PIPET TIP, FOR 19700-01 PK/50 | Hach
2186 | 83 | 3% | 80.51 | CONNECTION KIT, TEFLON/POLY TUBING | American Sigma
2186400 | 117 | 5% | 111.15 | TEST KIT, EG-1 ETHYLENE GLYCOL | Hach
2186400RGT | 98.7 | 5% | 93.77 | REAGENT SET, EG-1 TEST KIT (2186400) | Hach
2186489 | 9.29 | 3% | 9.01 | INSTRUCTIONS, EG-1 TEST KIT HACH | Hach
218710 | 51 | 5% | 48.45 | CALCIUM 10000MG/L 10ML AMP PK/16 | Hach
2187201 | 5.39 | 3% | 5.23 | CAP ASSY, FLIP-SPOUT W/SCREENS | Hach
2187399 | 37.89 | 5% | 36 | COPPER MASKING RGT PP PK/100 | Hach
2187469 | 35.59 | 5% | 33.81 | PORPHYRIN 1 PWD PLWS PK/100 | Hach
2187569 | 22.35 | 5% | 21.23 | PORPHYRIN 2 PWD PLWS PK/100 | Hach
2188226 | 102 | 5% | 96.9 | CUVER 2, COPPER REAGENT PWD 100G | Hach
2188299 | 57.89 | 5% | 55 | CUVER 2 PWD PLWS 25ML PK/100 | Hach
2189 | 79 | 3% | 76.63 | RETAINER,(24) 350 ML GLASS BOTTLES | American Sigma
2190 | 79 | 3% | 76.63 | RETAINER, 1 GAL. GLASS/POLY. BOTTLE | American Sigma
2190143 | 4.25 | 3% | 4.12 | BOTTLE, WASH 125ML | Hach
2190304 | 449 | 5% | 426.55 | CALVER B, CONC & WTR 946ML PK/4 | Hach
2192 | 34 | 3% | 32.98 | BOTTLE,1 GALLON PLASTIC ALL-PACK | American Sigma
219300 | 4.95 | 3% | 4.8 | VIAL 2,5,10,15,20,25 ML | Hach
2193432 | 17.75 | 5% | 16.86 | METHYL PURPLE IND SOLN,100ML MDB | Hach
2193449 | 33 | 5% | 31.35 | METHYL PURPLE IND SOLN, 500ML | Hach
2194100 | 75.95 | 5% | 72.15 | TEST KIT, CU-6 TOT COPPER DISC | Hach
2194100RGT | 43.1 | 5% | 40.95 | REAGENT SET, CU-6 TEST KIT (2194100) | Hach
2194300 | 122 | 3% | 118.34 | SAMPLER, WATER CORE 15 FOOT | Hach
2194301 | 44.85 | 3% | 43.5 | CASE, WATER CORE SAMPLER | Hach
2194804 | 61.55 | 5% | 58.47 | KTO: SULFURIC ACID, 2.50N 946ML PK/4 | Hach
2196800 | 18.5 | 3% | 17.95 | AMPULE BREAKER KIT | Hach
2197153 | 38.19 | 5% | 36.28 | POTASSIUM DICHROMATE, 1.000N 1L | Hach
2197846 | 10.69 | 5% | 10.16 | DPD FREE CHLORINE PP 5ML PK/50 | Hach
2198 | 101 | 3% | 97.97 | si EXTERNAL BATTERY CABLE | American Sigma
2198246 | 10.69 | 5% | 10.16 | DPD TOTAL CHLORINE PP 5ML PK/50 | Hach
2198720 | 25.45 | 3% | 24.69 | FILTER, GLASS FBR 20MM 1.5UM PK/100 | Hach
2198725 | 26.15 | 3% | 25.37 | FILTER, GLASS FBR 25MM 1.5UM PK/100 | Hach
2198730 | 31.05 | 3% | 30.12 | FILTER, GLASS FBR 30MM 1.5UM PK/100 | Hach
2198755 | 68.05 | 3% | 66.01 | FILTER, GLASS FBR 90MM 1.2UM PK/100 | Hach
2199100 | 18.45 | 3% | 17.9 | KTO: VALVE SEAL, REPIPET* JR PK/2 | Hach
2199101 | 8.2 | 3% | 7.95 | VALVE SEAL, REPIPET JR | Hach
2199432 | 12.75 | 5% | 12.11 | ROCHELLE SALT-PVA SOLN 100ML MDB | Hach
2199449 | 27.39 | 5% | 26.02 | ROCHELLE SALT-PVA REAGENT 500ML | Hach
2199725 | 48.95 | 3% | 47.48 | PIPET TIP, FOR 19700-10 PK/250 | Hach
2199796 | 11.89 | 3% | 11.53 | PIPET TIP, FOR 19700-10 PK/50 | Hach
2202400 | 2.95 | 3% | 2.86 | SYRINGE, 10CC LUER-LOK* TIP | Hach
220399 | 31.59 | 5% | 30.01 | SULFITE 1 RGT PWD PLWS PK/100 | Hach
2204 | 34 | 3% | 32.98 | mc BOTTLE,1 GALLON GLASS,W/CLOSUR REF | American Sigma
2205 | 59 | 3% | 57.23 | mc BOTTLE,1 GALLON POLY,W/CLOSURE REF | American Sigma
220600 | 11.39 | 5% | 10.82 | STOVE, FOLDING W/FUEL TABLETS | Hach
220700 | 10.05 | 5% | 9.55 | HEATAB* DRY FUEL TABLET, PK/21 | Hach
220928 | 226 | 5% | 214.7 | KTO: PHOSVER 3 PWD PLWS 5ML PK/1000 | Hach
2209525 | 30.35 | 3% | 29.44 | FILTER, MEMB 0.45UM 25MM PK/25 | Hach
220999 | 27.79 | 5% | 26.4 | PHOSVER 3 PWD PLWS 5ML PK/100 | Hach
221120 | 13.25 | 5% | 12.59 | BROMINE WATER, 30G/L 29ML | Hach
221149 | 51.05 | 5% | 48.5 | BROMINE WATER, 30G/L 500ML | Hach
2212 | 23 | 3% | 22.31 | LID,1 GAL. GLASS,P/#2191 | American Sigma
2212129 | 46.55 | 5% | 44.22 | rr MERCURIC THIOCYANATE SOLN, 200ML | Hach
2212242 | 21.05 | 5% | 20 | FERRIC ION SOLUTION, 100ML | Hach
2214 | 80 | 3% | 77.6 | mc BOTTLE SET,(2) 1 GAL. GLASS W/CAPS | American Sigma
2215 | 73 | 3% | 70.81 | mc BOTTLE SET,(2) 1 GAL. POLY W/CAPS | American Sigma
221500 | 84.69 | 3% | 82.15 | COLIFORM TUBE RACK FOR 25 TUBES | Hach
2215500 | 34.55 | 3% | 33.51 | FILTER, GLASS FBR 24MM PK/100 | Hach
2216 | 128 | 3% | 124.16 | mc BOTTLE SET,(4) 1 GAL. GLASS W/CAPS | American Sigma
2217 | 114 | 3% | 110.58 | mc BOTTLE SET,(4) 1 GAL. POLY. W/CAPS | American Sigma
2217515 | 30.85 | 3% | 29.92 | LAURYL TRYPTOSE/MUG PK/15 | Hach
221800 | 31.75 | 3% | 30.8 | TUBE, GLASS F/DRAW OFF PIPETTE | Hach
221969 | 45.85 | 5% | 43.56 | NITRIVER 2 PP 25ML PK/100 | Hach
2220 | 38 | 3% | 36.86 | POWER CORD, CONTINENTAL EU, 250V | American Sigma
2220038 | 179 | 3% | 173.63 | DISPENSER W/FLASK, POUR-OUT 10ML | Hach
2221 | 179 | 3% | 173.63 | CABLE,EXTENSION FOR RAIN GAUGE,100FT | American Sigma
222301 | 53.99 | 5% | 51.29 | TEST KIT, AC-6 ACIDITY | Hach
222301RGT | 46.35 | 5% | 44.03 | REAGENT SET, AC-6 TEST KIT (222301) | Hach
2223111RGT | 116.35 | 5% | 110.53 | REAGENT SET, CEC-2 CL,PH,COLIFORM (2223111) | Hach
222338 | 4.65 | 3% | 4.51 | INSTRUCTIONS, AC-6 TEST KIT | Hach
222403 | 234 | 5% | 222.3 | rr TEST KIT, AL-94 MG/L BOILER WTR | Hach
222403RGT | 210.9 | 5% | 200.36 | REAGENT SET, rr AL-94 TEST KIT (222403) | Hach
2224553 | 47.99 | 5% | 45.59 | HARDNESS BUFFER SOLN, 1,2&5MG/L 1L | Hach
2224653 | 50.95 | 5% | 48.4 | HARDNESS BUFFER SOLN, 10MG/L 1L | Hach
2224753 | 50.95 | 5% | 48.4 | HARDNESS BUFFER SOLN, 20MG/L 1L | Hach
2225053 | 33.65 | 5% | 31.97 | HARDNESS IND RGT SOLN, 2MG/L 1L | Hach
2225153 | 33.65 | 5% | 31.97 | HARDNESS IND RGT, 5-100MG/L 1L | Hach
2225800 | 5.19 | 3% | 5.03 | SYRINGE, 30CC LUER-LOK* TIP | Hach
2226964 | 82.39 | 5% | 78.27 | BUFFER, PH4.01 PWD PLWS R PK/250 | Hach
2226966 | 20.49 | 5% | 19.47 | BUFFER, PH4.01 PWD PLWS R PK/50 | Hach
2226995 | 10.89 | 5% | 10.35 | BUFFER, PH4.01 PWD PLWS R PK/15 | Hach
222702 | 67.35 | 5% | 63.98 | TEST KIT, CH-14 CHROMATE | Hach
222702RGT | 67.2 | 5% | 63.84 | REAGENT SET, CH-14 TEST KIT (222702) | Hach
2227064 | 82.39 | 5% | 78.27 | BUFFER, PH7.00 PWD PLWS Y PK/250 | Hach
2227066 | 20.49 | 5% | 19.47 | BUFFER, PH7.00 PWD PLWS Y PK/50 | Hach
2227095 | 10.89 | 5% | 10.35 | BUFFER, PH7.00 PWD PLWS Y PK/15 | Hach
2227164 | 82.39 | 5% | 78.27 | BUFFER, PH10.01 PWD PLW BLUE PK/250 | Hach
2227166 | 20.49 | 5% | 19.47 | BUFFER, PH10.01 PWD PLWS BLUE PK/50 | Hach
2227195 | 10.89 | 5% | 10.35 | BUFFER, PH10.01 PWD PLWS BLUE PK/15 | Hach
2227510 | 7.89 | 3% | 7.65 | DROPPER, LDPE BELLOWS 5ML PK/10 | Hach
222790 | 5.29 | 3% | 5.13 | INSTRUCTIONS, CH-14 TEST KIT | Hach
222800 | 187 | 5% | 177.65 | TEST KIT, CH-12 CHROMIUM TOTAL | Hach
222800RGT | 140.7 | 5% | 133.67 | REAGENT SET, CH-12 TEST KIT (222800) | Hach
2228725 | 15.15 | 3% | 14.7 | SYRINGE, 2ML ALL PP/PE PK/25 | Hach
2229653 | 39.15 | 5% | 37.19 | BUFFER-MASKING SOLUTION, 1000ML | Hach
2229726 | 20.49 | 5% | 19.47 | EGTA SOLUTION, 50ML SCDB | Hach
223002 | 211 | 5% | 200.45 | TEST KIT, CN-39WR WTR TRT COMB | Hach
223002RGT | 99.4 | 5% | 94.43 | REAGENT SET, CN-39WR TEST KIT (223002) | Hach
2230356 | 67.75 | 5% | 64.36 | CALMAGITE SOLUTION, 0.003% 4L | Hach
223101 | 60.35 | 5% | 57.33 | TEST KIT, CN-66 CL2 FREE & TOTAL | Hach
223101RGT | 38.9 | 5% | 36.96 | REAGENT SET, CN-66 TEST KIT (223101) | Hach
223102 | 52.89 | 5% | 50.25 | TEST KIT, CN-66F FREE CHLORINE | Hach
223102RGT | 19.45 | 5% | 18.48 | REAGENT SET, CN-66F TEST KIT (223102) | Hach
223103 | 59.25 | 5% | 56.29 | TEST KIT, CN-66T TOTAL CHLORINE | Hach
2232512 | 6.35 | 3% | 6.16 | PIPET,TRANSFER STERILE PK/15 | Hach
2233100 | 64.55 | 3% | 62.61 | BAG, WHIRL-PAK* STER 3X7 PK/500 | Hach
2233125 | 6.99 | 3% | 6.78 | BAG, WHIRL-PAK* 3X7 207ML PK/25 | Hach
2233199 | 27.59 | 3% | 26.76 | BAG, WHIRL-PAK* 3X7 207ML PK/100 | Hach
2233200 | 15.45 | 3% | 14.99 | CRUCIBLE HOLDER, WALTER | Hach
223400 | 82.55 | 5% | 78.42 | TEST KIT, CO-1 COLOR 0-500 | Hach
223604 | 92.95 | 5% | 88.3 | KTO: MOLYBDATE REAGENT, 1000ML PK/4 | Hach
223617 | 113 | 5% | 107.35 | MOLYBDATE RGT F CR 2 PHOS, 3.78L | Hach
223632 | 17.65 | 5% | 16.77 | MOLYBDATE REAGENT, 100ML MDB | Hach
223653 | 31.29 | 5% | 29.73 | MOLYBDATE REAGENT, 1000ML | Hach
2236945 | 167 | 5% | 158.65 | WATER IN OIL RGT, TNT 4.5ML PK50 | Hach
2237300 | 356 | 5% | 338.2 | RGT & APPAR SET, WATER IN OIL | Hach
2237388 | 4.35 | 3% | 4.22 | INSTRUCTIONS, WATER IN OIL TEST | Hach
2237400 | 6.15 | 3% | 5.97 | SYRINGE, 20ML ECCENTRIC LUER TIP | Hach
2237500 | 257 | 3% | 249.29 | APPARATUS, WATER IN OIL TEST | Hach
223801 | 190 | 5% | 180.5 | TEST KIT, HS-WR HYDROGEN SULFIDE | Hach
223801RGT | 74.1 | 5% | 70.4 | REAGENT SET, HS-WR TEST KIT (223801) | Hach
2238300 | 62.45 | 3% | 60.58 | DESICCATOR, VACUUM W/140MM PLATE | Hach
223840 | 11.49 | 5% | 10.92 | INSERT, MOLDED HS-6 TEST KIT | Hach
2238600 | 31.25 | 3% | 30.31 | SUPPORT, SEPARATORY FUNNEL PP | Hach
2239514 | 12.15 | 3% | 11.79 | EYE WASH BOTTLE, 120ML | Hach
2239800 | 59.25 | 3% | 57.47 | HANDBOOK, NIOSH/OSHA CHEM HAZ | Hach
224000 | 118 | 5% | 112.1 | TEST KIT, NI-6 NITRITE HR | Hach
224000RGT | 38.2 | 5% | 36.29 | REAGENT SET, NI-6 TEST KIT (224000) | Hach
2240349 | 29.85 | 5% | 28.36 | CALCIUM STD SOLN, 1000MG/L 500ML | Hach
2240742 | 39.59 | 5% | 37.61 | SELENIUM STD, 1000MG/L 100ML | Hach
2241 | 1139 | 3% | 1104.83 | mc REMOTE PUMP ASSY | American Sigma
224100 | 84.45 | 5% | 80.23 | rr TEST KIT, NI-8 AMMONIA NITROGEN | Hach
224100RGT | 44.2 | 5% | 41.99 | REAGENT SET, rr NI-8 TEST KIT (224100) | Hach
2241106 | 4.29 | 3% | 4.16 | CAP, WHITE PP 15-415 PK/6 | Hach
2241125 | 9.65 | 3% | 9.36 | CAP, WHITE PP 15-415 PK/25 | Hach
2241400 | 17.95 | 3% | 17.41 | BRUSH, COUNTER SOFT-BRISTLE | Hach
2241646 | 65.59 | 3% | 63.62 | LAB COAT, WHITE POPLIN SIZE 46 | Hach
2241732 | 19.15 | 5% | 18.19 | ALKALI SOLUTION, 100ML MDB | Hach
2241749 | 46.35 | 5% | 44.03 | ALKALI SOLN FOR CA/MG, 500ML | Hach
2241832 | 21.29 | 5% | 20.23 | CALCIUM/MAGNESIUM IND, 100ML MDB | Hach
2241849 | 51.25 | 5% | 48.69 | CALCIUM/MAGNESIUM IND, 500ML | Hach
2241926 | 13.95 | 5% | 13.25 | EDTA SOLN, 1M 50ML SCDB | Hach
2242000 | 128 | 5% | 121.6 | RGT SET, ALUMINUM ALUMINON | Hach
2242200 | 611 | 5% | 580.45 | KTO: REAGENT SET, CADMIUM 100 TESTS | Hach
2242201 | 791 | 5% | 751.45 | KTO: RGT SET, CADMIUM 100 TESTS | Hach
2242300 | 67.45 | 5% | 64.08 | REAGENT SET, CHLORINE DIOXD | Hach
2242500 | 144 | 5% | 136.8 | REAGENT SET, TOTAL CHROMIUM | Hach
2242501 | 133 | 5% | 126.35 | REAGENT SET, CHROMIUM (TOTAL) | Hach
2242600 | 237 | 5% | 225.15 | REAGENT SET, COBALT OR NICKEL | Hach
2242700 | 147 | 5% | 139.65 | REAGENT SET, COPPER 25ML | Hach
2242800 | 106 | 5% | 100.7 | REAGENT SET, CYANIDE 25ML | Hach
2243100 | 675 | 5% | 641.25 | KTO: REAGENT SET, LEAD 90 TESTS | Hach
2243101 | 885 | 5% | 840.75 | KTO: RGT SET, LEAD DITHIZONE METHOD | Hach
2243200 | 68.45 | 5% | 65.03 | REAGENT SET, MANGANESE HR 25ML | Hach
2243300 | 143 | 5% | 135.85 | REAGENT SET, MANGANESE LR 25ML | Hach
2243400 | 128 | 5% | 121.6 | REAGENT SET, MOLYBDENUM/DATE | Hach
2243500 | 258 | 5% | 245.1 | KTO: REAGENT SET, FOR NICKEL | Hach
2243700 | 315 | 5% | 299.25 | REAGENT SET, NITROGEN AMNA | Hach
2243900 | 707 | 5% | 671.65 | KTO: REAGENT SET, FOR PHENOLS | Hach
2243901 | 949 | 5% | 901.55 | KTO: RGT SET, PHENOLS 0-2MG/L | Hach
2244000 | 107 | 5% | 101.65 | REAGENT SET, PHOSPHONATES | Hach
2244100 | 32.65 | 5% | 31.02 | REAGENT SET, PHOSPHORUS REAC | Hach
2244200 | 265 | 5% | 251.75 | KTO: REAGENT SET, SELENIUM TEST | Hach
2244201 | 369 | 5% | 350.55 | KTO: RGT SET, SELENIUM F/AIR SHIPMNT | Hach
2244300 | 102 | 5% | 96.9 | REAGENT SET 25 ML, SILICA HR/UHR | Hach
2244500 | 53.45 | 5% | 50.78 | REAGENT SET, FOR SULFIDE | Hach
2244501 | 57.15 | 5% | 54.29 | REAGENT SET, HYDROGEN SULFIDE | Hach
2244600 | 88.89 | 5% | 84.45 | REAGENT SET, TANNIN & LIGNIN | Hach
2244700 | 134 | 5% | 127.3 | KTO: REAGENT SET, VOLATILE ACIDS | Hach
2244800 | 80.05 | 5% | 76.05 | RGT SET, ZINC TEST KIT | Hach
2244949 | 32.69 | 3% | 31.71 | DISPENSER, 5-50ML W/500ML BOTTLE | Hach
2245100 | 101 | 5% | 95.95 | REAGENT SET, NITROGEN NITRATE LR | Hach
2246 | 1219 | 3% | 1182.43 | REMOTE PUMP W/35 FT PWR/SUSPEN CABLE | American Sigma
2247 | 169 | 3% | 163.93 | CABLE ASSY,REMOTE PUMP,35 FT. | American Sigma
2248 | 83 | 3% | 80.51 | CONNECT KIT-REMOTE PUMP W/VINYL TUBE | American Sigma
224800 | 98.39 | 5% | 93.47 | TEST KIT, PO-19 PHOSPHATE HIGH | Hach
224801 | 133 | 5% | 126.35 | TEST KIT, PO-19A PO4 HIGH TURBID | Hach
224801RGT | 59 | 5% | 56.05 | REAGENT SET, PO-19A TEST KIT (224801) | Hach
224902 | 136 | 5% | 129.2 | TEST KIT, PO-23 PHOSPHATE | Hach
224902RGT | 70.95 | 5% | 67.4 | REAGENT SET, PO-23 TEST KIT (224902) | Hach
225001 | 177 | 5% | 168.15 | TEST KIT, PO-24 PHOSPHATE TOTAL | Hach
225001RGT | 113.05 | 5% | 107.4 | REAGENT SET, PO-24 TEST KIT (225001) | Hach
225100 | 85.69 | 5% | 81.41 | TEST KIT, SF-1 SULFATE | Hach
225100RGT | 32.4 | 5% | 30.78 | REAGENT SET, SF-1 TEST KIT (225100) | Hach
225188 | 4.65 | 3% | 4.51 | INSTRUCTIONS, SF-1 TEST KIT | Hach
2251926 | 13.49 | 5% | 12.82 | TKN INDICATOR SOLN, 50ML SCDB | Hach
2252100 | 1661 | 3% | 1611.17 | COLONY COUNTER, DARKFIELD QUEBEC | Hach
2252102 | 1661 | 3% | 1611.17 | COLONY COUNTER, DARKFIELD 220V | Hach
225300 | 24.35 | 5% | 23.13 | TEST KIT, SO-1 SOAP DEMO | Hach
225300RGT | 14.85 | 5% | 14.11 | REAGENT SET, SO-1 TEST KIT (225300) | Hach
2253534 | 41.09 | 3% | 39.86 | TRYPTIC SOY BROTH, DHYD 500G | Hach
2253828 | 196 | 5% | 186.2 | KTO: AMINO ACID F PP 25ML PK/1000 | Hach
2253869 | 24.49 | 5% | 23.27 | AMINO ACID F PP 25ML PK/100 | Hach
2253929 | 20.45 | 5% | 19.43 | COD STD SOLN, 1000MG/L 200ML | Hach
2254 | 42 | 3% | 40.74 | si FITTING,VINYL,TUBING ADAPTER | American Sigma
225401 | 82.55 | 5% | 78.42 | TEST KIT, CN-65 CHLORINE | Hach
225401RGT | 63.75 | 5% | 60.56 | REAGENT SET, CN-65 TEST KIT (225401) | Hach
2254069 | 21.25 | 5% | 20.19 | AMINO ACID F, PP FOR 10ML PK/100 | Hach
2254117 | 88.85 | 5% | 84.41 | KTO: AMINO ACID F REAGENT PACKAGE | Hach
2254217 | 49.89 | 5% | 47.4 | CITRIC ACID RGT SOLN, 3.78L MODIFIED | Hach
2254232 | 20.09 | 5% | 19.09 | CITRIC ACID F RGT SOLN 100ML MDB | Hach
2254249 | 30.89 | 5% | 29.35 | CITRIC ACID RGT SOLN, 500ML | Hach
2254400 | 149 | 3% | 144.53 | FILTER HOLDER, WITH 250ML RCVR | Hach
2255000 | 115 | 5% | 109.25 | TEST KIT, SI-7 SILICA LR 0-1MG/L | Hach
2255000RGT | 63.75 | 5% | 60.56 | REAGENT SET, SI-7 TEST KIT (2255000) | Hach
2255453 | 33.65 | 5% | 31.97 | HARDNESS INDICATOR RGT, 1MG/L | Hach
2255653 | 42.75 | 5% | 40.61 | CALIB STD SOLN, DR CELL 1000ML | Hach
2255734 | 388 | 3% | 376.36 | LAURYL TRYPTOSE-MUG BROTH, 500G | Hach
2256900 | 64.55 | 5% | 61.32 | REAGENT SET, SILICA 100 TESTS | Hach
2257169 | 81.05 | 5% | 77 | MBTH PWD PLWS PK/100 | Hach
2257249 | 26.95 | 5% | 25.6 | DEVELOPING SOLN, LR FORMALDEHYDE | Hach
2257310 | 62.45 | 5% | 59.33 | FORMALDEHYDE 4000MG/L 10ML AMP PK/16 | Hach
2257700 | 185 | 5% | 175.75 | REAGENT SET, FORMALDEHYDE LR | Hach
2258700 | 11.09 | 3% | 10.76 | SYRINGE, 60CC LUER-LOK* TIP | Hach
2259901 | 15.95 | 5% | 15.15 | PAO STD SOLN, 0.00451N CRTG | Hach
2260549 | 31.99 | 5% | 30.39 | PHOSPHORUS 1 RGT SOLN, 500ML | Hach
2260649 | 61.65 | 5% | 58.57 | PHOSPHORUS 2 RGT SOLN, 500ML | Hach
226142 | 48.65 | 5% | 46.22 | CARBON DIOXIDE STD 100MG/L 100ML | Hach
2261432 | 84.69 | 3% | 82.15 | BURET, AUTO 10ML TFE STPCK ONLY | Hach
2261438 | 95.25 | 3% | 92.39 | BURET, AUTO 10ML TFE STPCK COMPL | Hach
2261440 | 106 | 3% | 102.82 | BURET, AUTO 25ML TFE STPCK COMPL | Hach
2261442 | 91.05 | 3% | 88.32 | BURET, AUTO 25ML TFE STPCK ONLY | Hach
2261451 | 21.39 | 3% | 20.75 | STOPCOCK PLUG, TEFLON 2MM REPL | Hach
2263174 | 151 | 3% | 146.47 | CUP, DSPL PLASTIC 150ML PK/2500 | Hach
2263356 | 147 | 3% | 142.59 | FILTER PAPER, FOLDED 11CM PK/500 | Hach
2263411 | 19.69 | 5% | 18.71 | CHLORINE (TOTAL) IND SOLN 473ML | Hach
2263411C | 19.49 | 5% | 18.52 | CHLORINE (TOTAL) IND SOLN 473ML CHINA | Hach
2263511 | 19.69 | 5% | 18.71 | BUFFER SOLN, TOT CHLORINE 473ML | Hach
2263511C | 19.49 | 5% | 18.52 | BUFFER SOLN, TOT CHLORINE 473ML CHINA | Hach
2264467 | 4.55 | 3% | 4.41 | FUNNEL, POWDER PP 65MM | Hach
2264649 | 192 | 3% | 186.24 | FLASK, DISTILLATION 500ML | Hach
2264706 | 12.89 | 3% | 12.5 | CAP, BLK PHEN 20-400 PTFE PK/6 | Hach
2264806 | 161 | 3% | 156.17 | CONNECTOR, 20-400 TO 20-400 PK/6 | Hach
2264900 | 140 | 3% | 135.8 | J-TUBE, 20-400 SCREW THREADS | Hach
2265000 | 230 | 3% | 223.1 | CONDENSER, 235MM 20-400 SCR THD | Hach
2265100 | 44.25 | 3% | 42.92 | DRIP TUBE, 20-400 SCREW THREAD | Hach
2265200 | 106 | 3% | 102.82 | THISTLE TUBE, 20-400 SCR THREAD | Hach
2265300 | 656 | 3% | 636.32 | DISTILLATION APPARATUS SET | Hach
2265308 | 20.4 | 3% | 19.79 | MANUAL, DISTILLATION PROCEDURES | Hach
2265400 | 342 | 5% | 324.9 | ARSENIC DISTILLATION APPAR SET | Hach
2265500 | 89.8 | 3% | 87.11 | GAS SCRUBBER, 20-400 SCR THREADS | Hach
2265600 | 161 | 3% | 156.17 | GAS BUBBLER, MDM DIFFUSION TUBE | Hach
2265700 | 76.9 | 3% | 74.59 | CYLINDER, SINGLE LINE 24-400 | Hach
2265800 | 481 | 5% | 456.95 | CYANIDE DISTILLATION APPAR SET | Hach
2266349 | 25.15 | 5% | 23.89 | MEHLICH 2 SOIL EXTRACTANT, 500ML | Hach
2267301 | 19.99 | 5% | 18.99 | SODIUM THIOSULFATE, 0.113N CRTG | Hach
2267410 | 59.25 | 5% | 56.29 | SULFITE EQUIV, 10ML AMP PK/16 | Hach
2267501 | 20.95 | 5% | 19.9 | SODIUM THIOSULFATE, 0.2000N CRTG | Hach
2267601 | 21.15 | 5% | 20.09 | SODIUM THIOSULFATE, 0.2068N CRTG | Hach
2268732 | 20.49 | 5% | 19.47 | ALKALINE EDTA SOLN, 100ML MDB | Hach
2270701 | 21.79 | 5% | 20.7 | aa CERIC STD SOLN, 0.5N CARTRIDGE | Hach
2270800 | 315 | 3% | 305.55 | HANDBOOK, STD METHODS WATER & | Hach
2270801 | 244 | 3% | 236.68 | AWWA ENVIRONMENTAL COMPLIANCE GUIDEBOOK | Hach
2270802 | 203 | 3% | 196.91 | BOOK, DISINFECTION BY-PRODUCTS AND HUMAN HEALTH | Hach
2270803 | 95.75 | 3% | 92.88 | AWWA WATER DISTRIBUTION OPERATOR TRAINING HANDBOOK | Hach
2270804 | 92.55 | 3% | 89.77 | AWWA WATER TREATMENT OPERATOR HANDBOOK | Hach
2270805 | 92.55 | 3% | 89.77 | AWWA WATER OPERATOR FIELD GUIDE | Hach
2270806 | 95.75 | 3% | 92.88 | AWWA WASTEWATER OPERATOR FIELD GUIDE | Hach
2270807 | 116 | 3% | 112.52 | AWWA M37 OP CONTROL OF COAGULATION/FILTRATION | Hach
2270900 | 290 | 5% | 275.5 | TEST KIT, UNIV DIGITAL TITRATOR | Hach
227142 | 21.99 | 5% | 20.89 | IRON STD SOLN, 1000MG/L 100ML | Hach
2271900 | 70.89 | 5% | 67.35 | REAGENT SET, ALKALINITY F/DT KIT | Hach
2272000 | 66.69 | 5% | 63.36 | REAGENT SET, TOT HDNS F/DT KIT | Hach
2272100 | 113 | 5% | 107.35 | REAGENT SET, CAL MAG TOT HDNS | Hach
2272200 | 88.89 | 5% | 84.45 | REAGENT SET, DO FOR DT KIT | Hach
2272300 | 56.85 | 5% | 54.01 | REAGENT SET, SULFITE FOR DT KIT | Hach
2272400 | 96.89 | 5% | 92.05 | KTO: REAGENT SET, CHROMATE F/DT KIT | Hach
2272500 | 74.79 | 5% | 71.05 | KTO: RGT SET, CHLORINE F/DT KIT | Hach
2272600 | 85.29 | 5% | 81.03 | rr REAGENT SET, CHLORIDE F/DT KIT | Hach
2272700 | 57.15 | 5% | 54.29 | REAGENT SET, CARBON DIOXIDE | Hach
2272800 | 80.45 | 5% | 76.43 | REAGENT SET, ACIDITY FOR DT KIT | Hach
2273700 | 1638 | 3% | 1588.86 | HEATER/STIRRER, 115V 50/60HZ | Hach
2273702 | 1454 | 3% | 1410.38 | HEATER/STIRRER, 230V 50/60HZ | Hach
2273800 | 24.45 | 3% | 23.72 | SUPPORT ROD, ALUMINUM 1/2X24 IN | Hach
2273900 | 2.6 | 3% | 2.52 | CAP, BLK PHEN 13-425 PTFE/RUBBER | Hach
2273906 | 7.89 | 3% | 7.65 | CAP, BLK PHEN 13-425 PTFE PK/6 | Hach
2274300 | 258 | 3% | 250.26 | JACK, PLATFORM 15X15CM 15KG | Hach
2274400 | 2083 | 3% | 2020.51 | HEATER & SUPPORT APPARATUS SET | Hach
2274402 | 2083 | 3% | 2020.51 | HEATER SUPPORT & APPAR, 230/50 | Hach
2275699 | 33.59 | 5% | 31.91 | TPTZ IRON RGT PP 25ML PK/100 | Hach
2275800 | 2.15 | 3% | 2.09 | TUBE, CULTURE DSPL 16X100MM | Hach
2275806 | 7.19 | 3% | 6.97 | TUBE, CULTURE DSPL 16X100MM PK/6 | Hach
2276145 | 10.89 | 3% | 10.56 | BEAKER, BERZELIUS 200ML | Hach
2276175 | 97.39 | 3% | 94.47 | BEAKER, BERZELIUS 200ML PK/12 | Hach
2277353 | 59.25 | 5% | 56.29 | NEUTRAL DETERGENT CONC, 1000ML | Hach
2277700 | 35.15 | 5% | 33.39 | MEDIA SET, TOTAL BACTERIA COUNT, 15 | Hach
2277800 | 157 | 5% | 149.15 | PRIMARY STD SET, FOR NITROGEN | Hach
2277924 | 49.15 | 5% | 46.69 | AMMONIUM P-TOLUENESULFONATE, 25G | Hach
2278024 | 52.39 | 5% | 49.77 | GLYCINE P-TOLUENESULFONATE, 25G | Hach
2278124 | 49.85 | 5% | 47.36 | NICOTINIC ACID P-TOLUENE-SULF 25G | Hach
2278739 | 37.49 | 3% | 36.37 | TUBE, CENTRIFUGE RND 15ML PK/10 | Hach
2279100 | 26.45 | 3% | 25.66 | CAP, SAFETY VENT FOR NOCHROMIX* | Hach
2280734 | 166 | 3% | 161.02 | m-HPC AGAR, 500G | Hach
2280934 | 97.39 | 3% | 94.47 | PRESENCE-ABSENCE BROTH, 500G | Hach
2281034 | 143 | 3% | 138.71 | R2A AGAR, 500G | Hach
2281234 | 166 | 3% | 161.02 | M-E AGAR, 500G | Hach
2282415 | 29.69 | 3% | 28.8 | EC MEDIUM/MUG TUBES PK/15 | Hach
2283355 | 84.25 | 5% | 80.04 | AMINO ACID F, PWD 410G | Hach
2283426 | 8.65 | 5% | 8.22 | BUFFER SOLN, RED PH 4.01, 50ML | Hach
2283436 | 5.55 | 5% | 5.27 | BUFFER SOLN, RED pH4.01, 15ML | Hach
2283449 | 12.85 | 5% | 12.21 | BUFFER SOLN, RED PH4.01 500ML | Hach
2283456 | 50.25 | 5% | 47.74 | BUFFER SOLN, RED PH4.01 4L | Hach
2283461 | 135 | 5% | 128.25 | BUFFER SOLN, RED PH 4.01, 20 LITER | Hach
2283526 | 8.65 | 5% | 8.22 | BUFFER SOLN, YELLOW pH 7.00 50ML | Hach
2283536 | 5.55 | 5% | 5.27 | BUFFER SOLN, YELLOW pH7.00, 15ML | Hach
2283549 | 12.85 | 5% | 12.21 | BUFFER SOLN, YELLOW PH7.00 500ML | Hach
2283556 | 50.25 | 5% | 47.74 | BUFFER SOLN, YELLOW PH7.00 4L | Hach
2283561 | 135 | 5% | 128.25 | BUFFER SOLN, YELLOW PH 7.0, 20 LITER | Hach
2283626 | 8.65 | 5% | 8.22 | BUFFER SOLN, BLUE pH 10.01, 50ML | Hach
2283636 | 5.55 | 5% | 5.27 | BUFFER SOLN, BLUE pH10.01, 15ML | Hach
2283649 | 12.85 | 5% | 12.21 | BUFFER SOLN, BLUE PH10.01 500ML | Hach
2283656 | 50.25 | 5% | 47.74 | BUFFER SOLN, BLUE PH10.01 4L | Hach
2283661 | 135 | 5% | 128.25 | BUFFER SOLN, BLUE PH 10.01, 20 LITER | Hach
2284799 | 20.95 | 5% | 19.9 | METHYLTHYMOL BLUE IND PP PK/100 | Hach
2285901 | 7.35 | 5% | 6.98 | DESICCANT, DRIERITE* 454G | Hach
2287124 | 69.89 | 3% | 67.79 | ALPHA-AMYLASE, TYPE XI-A 25G | Hach
2287255 | 128 | 5% | 121.6 | CALVER B CALCIUM INDICATOR | Hach
2288000 | 82.15 | 5% | 78.04 | REAGENT SET, CHLORIDE FOR | Hach
2288226 | 42.85 | 5% | 40.71 | MANNITOL, ACS 100G | Hach
2291700 | 79.35 | 5% | 75.38 | TEST KIT, HYDROGEN PEROXIDE DUAL | Hach
2291700RGT | 76.75 | 5% | 72.91 | REAGENT SET, HYP-1 TEST KIT (2291700) | Hach
2292301 | 17.55 | 5% | 16.67 | FERROUS ETHYLENEDIAMONIUM SULF- | Hach
2293566 | 61.05 | 5% | 58 | SILVER 1 RGT PP PK/50 | Hach
2293666 | 52.95 | 5% | 50.3 | SILVER 2 RGT SOLN PLWS PK/50 | Hach
2293766 | 15.45 | 5% | 14.68 | SODIUM THIOSULFATE PWD PW, PK/50 | Hach
2294549 | 33.25 | 5% | 31.59 | BARIUM CHLORIDE SOLN, 30% 500ML | Hach
2296323 | 17.89 | 5% | 17 | DIPHENYLAMINE SULPHONIC ACID IND | Hach
2296600 | 123 | 5% | 116.85 | REAGENT SET, SILVER CLRM METHOD | Hach
2297255 | 19.69 | 5% | 18.71 | DPD COMPOUND, FREE & TOTAL 24G | Hach
2298504 | 83.15 | 5% | 78.99 | KTO: ALKALI BUFFER FOR BRINE, PK/4X | Hach
2298516 | 26.35 | 5% | 25.03 | ALKALI BUFFER FOR BRINE, 946ML | Hach
2298604 | 497 | 5% | 472.15 | HNB REAGENT PKG FOR LR CALCIUM/ | Hach
2298655 | 71.55 | 5% | 67.97 | HNB PWD FOR LR CALCIUM/MAGNESIUM | Hach
2299264 | 13.45 | 5% | 12.78 | BUFFER, PH4.01 (RED) & PH7.00 | Hach
2299300 | 95.19 | 5% | 90.43 | TEST KIT, TPTZ IRON | Hach
2299300RGT | 32.75 | 5% | 31.11 | REAGENT SET, IR-21 TEST KIT (2299300) | Hach
2299442 | 3.89 | 3% | 3.77 | BEAKER, GRIFFIN DSPL PP 100ML | Hach
2300050 | 378 | 3% | 366.66 | DIGITAL REFRACTOMETER, HONEY | Hach
2300051 | 311 | 3% | 301.67 | DIGITAL REFRACTOMETER, BRIX 0~65% | Hach
2300052 | 311 | 3% | 301.67 | DIGITAL REFRACTOMETER, BRIX 40~95% | Hach
2300053 | 440 | 3% | 426.8 | DIGITAL REFRACTOMETER, BRIX 0~95% | Hach
2300054 | 378 | 3% | 366.66 | DIGITAL REFRACTOMETER, SALINITY 0~280PPT | Hach
2300055 | 378 | 3% | 366.66 | DIGITAL REFRACTOMETER, AUTOMOTIVE | Hach
230149 | 71.95 | 5% | 68.35 | FERROZINE IRON RGT SOLN, 500ML | Hach
230166 | 21.59 | 5% | 20.51 | FERROZINE RGT SOLN PLWS PK/50 | Hach
23032 | 14.15 | 5% | 13.44 | POTASSIUM HYDROXIDE 12N 100ML | Hach
230424 | 175 | 5% | 166.25 | FERROZINE POWDER 25G | Hach
230434 | 1787 | 5% | 1697.65 | FERROZINE IRON REAGENT 500G | Hach
23049H | 33.95 | 5% | 32.25 | POTASSIUM HYDROXIDE, 12N 500ML | Hach
2305016 | 27.65 | 5% | 26.27 | HNB DILUTION SOLVENT, 946ML | Hach
2305042 | 10.45 | 5% | 9.93 | HNB DILUTION SOLVENT 100ML | Hach
2305442 | 24.99 | 5% | 23.74 | CALCIUM STD SOLN, 10.0MG/L 100ML | Hach
2305726 | 22.45 | 5% | 21.33 | AMMONIUM FLUORIDE 30% 50ML SCDB | Hach
2305842 | 20.39 | 5% | 19.37 | ALUMINUM STD SOLN, 10MG/L 100ML | Hach
2307242 | 18.15 | 5% | 17.24 | ALKALI BUFFER SOLN 3.0N 100ML | Hach
2307300 | 29.99 | 5% | 28.49 | aa KTO: HNB REAGENT PKG | Hach
2307355 | 22.75 | 5% | 21.61 | HNB POWDER, ONE BOTTLE | Hach
2307426 | 9.69 | 5% | 9.21 | SODIUM CHLORIDE, 18.00 mS/cm, 50ML | Hach
2307442 | 14.25 | 5% | 13.54 | SODIUM CHLORIDE, 10246MG/L 100ML | Hach
2307449 | 29.09 | 5% | 27.64 | SODIUM CHLORIDE, 10246MG/L 500ML | Hach
2307542 | 14.49 | 5% | 13.77 | SODIUM CHLORIDE, 85.47MG/L 100ML | Hach
2307553 | 39.49 | 5% | 37.52 | SODIUM CHLORIDE, 85.47MG/L 1L | Hach
2308100 | 76.19 | 5% | 72.38 | TEST KIT, ASC-1 ASCORBIC ACID | Hach
2308100RGT | 41.7 | 5% | 39.62 | REAGENT SET, ASC-1 TEST KIT (2308100) | Hach
2308232 | 18.65 | 5% | 17.72 | ASCORBIC ACID TITRANT 100ML MDB | Hach
2308249 | 64.55 | 5% | 61.32 | ASCORBIC ACID TITRANT 500ML | Hach
2308306 | 4.35 | 3% | 4.22 | TUBE, CENTRIFUGE PS 15ML PK/6 | Hach
2309934 | 106 | 3% | 102.82 | A-1 MEDIUM, BACTO 500G | Hach
2310126 | 180 | 3% | 174.6 | EC/MUG MEDIUM, DEHYDRATED 100G | Hach
2310542 | 34.65 | 5% | 32.92 | MASKING RGT, AL BRINE 100 ML | Hach
2310629 | 17.45 | 5% | 16.58 | ECR RGT SOLN, AL BRINE 200ML | Hach
2310742 | 19.15 | 5% | 18.19 | BUFFER RGT, AL BRINE 100 ML | Hach
2311149 | 26.15 | 5% | 24.84 | HARDNESS BFR, AMINOETHANOL 500ML | Hach
2313018 | 40.6 | 3% | 39.38 | MANUAL,DIGESDAHL APPARATUS COMPLIANT | Hach
2313020 | 1596 | 3% | 1548.12 | DIGESDAHL APPARATUS 115V 50/60HZ | Hach
2313021 | 1596 | 3% | 1548.12 | DIGESDAHL APPARATUS 230V 50/60HZ | Hach
2313094 | 28.7 | 3% | 27.84 | MANUAL,DIGITAL DIGESDAHL, FRENCH | Hach
2314011 | 19.69 | 5% | 18.71 | CHLORINE (FREE) IND, CL17 473ML | Hach
2314011C | 19.49 | 5% | 18.52 | CHLORINE (FREE) IND, CL17 473ML CHINA | Hach
2314111 | 18.35 | 5% | 17.43 | CHLORINE (FREE) BFR, CL17 473ML | Hach
2314111C | 18.15 | 5% | 17.24 | CHLORINE (FREE) BFR, CL17 473ML CHINA | Hach
2314426 | 11.65 | 5% | 11.07 | POTASSIUM HYDROXIDE STD, 1.0N | Hach
2314500 | 47.45 | 5% | 45.08 | TEST KIT, AL-TA ALKALINITY | Hach
2314500RGT | 35.55 | 5% | 33.77 | REAGENT SET, AL-TA TEST KIT (2314500) | Hach
2314538 | 5.49 | 3% | 5.33 | INSTRUCTIONS, AL-TA TEST KIT | Hach
2315 | 299 | 3% | 290.03 | mc BOTTLE SET,(4) 2.5 GAL POLY, W/ CAPS | American Sigma
2315001 | 197 | 5% | 187.15 | TEST KIT, POOL MASTER MGL | Hach
2315001RGT | 193.19 | 5% | 183.53 | REAGENT SET, POOL MASTER TEST KIT (2315001) | Hach
2315088 | 19.79 | 3% | 19.2 | INSTRUCTIONS, POOL MASTER MGL | Hach
2316 | 159 | 3% | 154.23 | mc BOTTLE SET, (2) 2.5 GAL POLY. W.CAPS | American Sigma
2316949 | 51.35 | 5% | 48.78 | ORP STD SOLN, ZOBELL'S, 500ML | Hach
2317 | 244 | 3% | 236.68 | mc BOTTLE SET,(4) 2.5 GAL. GLASS W/CAPS | American Sigma
2318 | 123 | 3% | 119.31 | mc BOTTLE SET,(2) 2.5 GAL. GLASS W/CAPS | American Sigma
2318069 | 30.45 | 5% | 28.93 | CHLORIDE ADJ BFR PWD PLWS PK/100 | Hach
2318149 | 27.85 | 5% | 26.46 | SODIUM STD SOLN, 100MG/L 500ML | Hach
2318153 | 31.65 | 5% | 30.07 | SODIUM STD SOLN, 100MG/L 1000ML | Hach
2318406 | 6.15 | 3% | 5.97 | BOTTLE, OBLONG HDPE 118ML PK/6 | Hach
2318506 | 13.25 | 3% | 12.85 | DROPPER ASSY, CHILD RES PK/6 GLASS | Hach
2319109 | 7.09 | 3% | 6.88 | BUTTERFIELD'S BUFFRD PHOSPHATE 90ML | Hach
2319110 | 119 | 3% | 115.43 | KTO: BUTTERFIELD'S BUFFERED PHOSPHATE | Hach
2319125 | 132 | 3% | 128.04 | KTO: BUTTERFIELD'S BUF PHOS 90ML PK/25 | Hach
2319145 | 13.25 | 3% | 12.85 | BUTTERFIELD'S BUFFERED PHOSPHATE | Hach
2319800 | 66.35 | 5% | 63.03 | rr KTO: REAGENT SET, CLRM CHLORIDE | Hach
2319900 | 69.45 | 5% | 65.98 | REAGENT SET, CA/MG HARDNESS | Hach
2321142 | 20.65 | 5% | 19.62 | PHOSPHOROUS STD, 1000MG/L 100ML | Hach
2321353 | 20.29 | 5% | 19.28 | HYDROCHLORIC ACID SOLN, 1.0M 1L | Hach
2321453 | 26.35 | 5% | 25.03 | IODINE SOLN, 0.1M 1000ML | Hach
2321753 | 16.15 | 5% | 15.34 | POTASSIUM PERMANGANATE, 0.1N 1L | Hach
2321953 | 27.39 | 5% | 26.02 | SILVER NITRATE STD 0.100N 1000ML | Hach
2323006 | 3.79 | 3% | 3.68 | CAP, CHILD RES 20-400 PK/6 | Hach
2323212 | 54.25 | 3% | 52.62 | PRESENCE-ABSENCE TEST DSPL PK/12 | Hach
2323250 | 199 | 3% | 193.03 | PRESENCE-ABSENCE TEST, PK/50 | Hach
2323668 | 14.95 | 3% | 14.5 | DILUTION WATER CONC, PK/25 POTASSIUM | Hach
2323810 | 104 | 3% | 100.88 | FILTER, STERILIZING O.2UM PK/10 | Hach
2324333 | 48.55 | 3% | 47.09 | BOTTLE W/CAP, SQ PC 125ML PK/6 | Hach
2324373 | 335 | 3% | 324.95 | BOTTLE W/CAP, SQ PC 125ML PK/48 | Hach
2324539 | 49.75 | 3% | 48.26 | BOTTLE W/CAP, SQ PC 500ML PK/4 | Hach
2324579 | 269 | 3% | 260.93 | BOTTLE W/CAP, SQ PC 500ML CASE/24 | Hach
2324663 | 66.69 | 3% | 64.69 | BOTTLE W/CAP, SQ PC 1000ML PK/4 | Hach
23249 | 36.69 | 5% | 34.86 | FLUORIDE STD SOLN, 100MG/L 500ML | Hach
232706 | 16.49 | 3% | 16 | BOTTLE, MXG 10,15,20,23ML MKS PK/6 | Hach
2327337 | 79.35 | 3% | 76.97 | TUBING, C-FLEX* 1/4ID 1/16W 25FT | Hach
2327367 | 3.49 | 3% | 3.39 | TUBING, C-FLEX* 1/4ID 1/16W WHT | Hach
2329 | 14.5 | 3% | 14.07 | mc BOTTLE,32 OZ. GLASS W/SAFETY SKN 8 | American Sigma
2329032 | 40.85 | 5% | 38.81 | FORMATE RGT SOLN, 100ML MDB | Hach
2329232 | 17.75 | 5% | 16.86 | BROMCRESOL GREEN-METHYL R, 100ML | Hach
2329236 | 12.69 | 5% | 12.06 | BROMCRESOL GREEN-METHYL R, 15ML | Hach
2329249 | 28.05 | 5% | 26.65 | BROMCRESOL GREEN-METHYL R, 500ML | Hach
2329332 | 20.29 | 5% | 19.28 | WIDE RANGE-4 PH IND, 100ML MDB | Hach
2329353 | 73.69 | 5% | 70.01 | WIDE RANGE-4 PH IND SOLN, 1000ML | Hach
2329549 | 53.69 | 5% | 51.01 | BROMCRESOL GREEN IND SOLN, 500ML | Hach
2329649 | 38.95 | 5% | 37 | WIDE RANGE PH IND SOLN, 500ML | Hach
2330242 | 12.89 | 5% | 12.25 | PHENOLPHTHALEIN IND SOLN, 100ML | Hach
2330353 | 17.45 | 5% | 16.58 | HYDROCHLORIC ACID, 0.02N 1000ML | Hach
2332453 | 26.15 | 5% | 24.84 | SODIUM HYDROXIDE STD SOLN, 6N 1L | Hach
2333301 | 21.05 | 5% | 20 | IODINE STD SOLN, 0.0282N CRTG | Hach
2333353 | 32.55 | 5% | 30.92 | IODINE STD SOLN, 0.0282N 1000ML | Hach
2335549 | 14.05 | 5% | 13.35 | rr BUFFER SOLN, PHOSPHATE 500ML | Hach
2335649 | 34.75 | 5% | 33.01 | DPD IND SOLN, 500ML | Hach
2339053 | 38.59 | 5% | 36.66 | BORIC ACID SOLN, 20G/L, 1000ML | Hach
2339349 | 16.15 | 5% | 15.34 | SULFURIC ACID 0.04N, 500ML | Hach
233DDPAA1PAA1N | 5711 | 3% | 5539.67 | GLI-NEMA 4X Multi-Unit | GLI
234000 | 499 | 3% | 484.03 | FILTER HOLDER, GLASS, 47MM | Hach
2340249 | 33.75 | 5% | 32.06 | STOCK NITRITE SOLN, 250 mg/L, 500ML | Hach
2340453 | 37.55 | 5% | 35.67 | rr DIGESTION RGT F/KJELDAHL, 1000ML | Hach
2340501 | 29.89 | 5% | 28.4 | POTASSIUM SULFATE, 454G | Hach
2340753 | 34.59 | 5% | 32.86 | SODIUM HYDROXIDE THIOSULFATE RGT | Hach
2340923 | 31.05 | 5% | 29.5 | GLUTAMIC ACID, RGT GRADE 10G | Hach
2343267 | 32.25 | 5% | 30.64 | HOLMIUM TRICHLORIDE PP PK/20 | Hach
2343333 | 47.75 | 3% | 46.32 | SYRINGE, 5CC LUER-LOK* PK/125 | Hach
234401 | 39.89 | 5% | 37.9 | SULFAMIC ACID, 454G | Hach
2344042 | 20.49 | 5% | 19.47 | GLYCINE REAGENT, 100ML | Hach
2345852 | 43.65 | 5% | 41.47 | vv MSDS: COD VIALS HG-F LR EEC PK/25 | Hach
2345952 | 41.15 | 5% | 39.09 | vv MSDS: COD VIALS HG-F HR EEC PK/25 | Hach
2346800 | 93.69 | 5% | 89.01 | REAGENT SET, SILICA LR DR/2000 | Hach
2347 | 134 | 3% | 129.98 | RETAINER/POSITIONER,(8) 950 ML GLASS | American Sigma
2347003 | 50.05 | 5% | 47.55 | aa CITRIC ACID-SURFACTANT, 2.9L | Hach
2347900 | 391 | 3% | 379.27 | STEAMBATH, CIRCULAR 5-RING 8 IN | Hach
2348 | 152 | 3% | 147.44 | mc BOTTLE SET,(8) 950 ML GLASS W/CAPS | American Sigma
2348000 | 79.35 | 3% | 76.97 | TIMER, 3-CHANNEL 1 SEC TO 99 HR | Hach
2348100 | 618 | 3% | 599.46 | ELECTRODE PKG, SODIUM ION | Hach
2348700 | 614 | 3% | 595.58 | ANALYSIS PACKAGE, AMMONIA | Hach
2349332 | 19.25 | 5% | 18.29 | SODIUM HYDROXIDE,.035N 100ML MDB | Hach
2349432 | 86.79 | 5% | 82.45 | CHLORIDE TITRANT, HR 100ML MDB | Hach
2349500 | 196 | 5% | 186.2 | TEST KIT, OS-1 OXYGEN SCAVENGER | Hach
2349500RGT | 60.55 | 5% | 57.52 | REAGENT SET, OS-1 TEST KIT (2349500) | Hach
2349732 | 13.85 | 5% | 13.16 | SULFURIC ACID, 0.035N 100ML MDB | Hach
2349832 | 27.75 | 5% | 26.36 | SILVER NITRATE TITRANT 0.0493N 100ML | Hach
2349932 | 17.15 | 5% | 16.29 | EDTA STD SOLN, 0.035N 100ML MDB | Hach
2350206 | 3.49 | 3% | 3.39 | CAP, WHT PP 20-400 FOAM LNR PK/6 | Hach
2350300 | 113 | 5% | 107.35 | TEST KIT, BSC-1 BOILER FEED & | Hach
2350300RGT | 135.9 | 5% | 129.11 | REAGENT SET, BSC-1 TEST KIT (2350300) | Hach
2350400 | 360 | 5% | 342 | TEST KIT, BTC-2 BOILER TREATMENT | Hach
2350400RGT | 147.55 | 5% | 140.17 | REAGENT SET, BTC-2 TEST KIT (2350400) | Hach
2350500 | 444 | 5% | 421.8 | TEST KIT, BC-3 BOILER COOLING | Hach
2350500RGT | 448.54 | 5% | 426.11 | REAGENT SET, BC-3 TEST KIT (2350500) | Hach
2350588 | 18.85 | 3% | 18.28 | INSTRUCTIONS, BOILER FEED & | Hach
2350600 | 535 | 5% | 508.25 | rr TEST KIT, BT-DT PROFESSIONAL | Hach
2350600RGT | 385.93 | 5% | 366.63 | REAGENT SET, rr BT-DT TEST KIT (2350600) | Hach
2350700 | 839 | 5% | 797.05 | rr TEST KIT, PBC-DT PROFESSIONAL | Hach
2350700RGT | 578.43 | 5% | 549.51 | REAGENT SET, rr PBC-DT TEST KIT (2350700) | Hach
2350708 | 34.75 | 3% | 33.71 | MANUAL, PROFESSIONAL BOILER | Hach
2350800 | 190 | 5% | 180.5 | TEST KIT, MN-PAN MANGANESE LR | Hach
2350800RGT | 72.95 | 5% | 69.3 | REAGENT SET, MN-PAN TEST KIT (2350800) | Hach
2351300 | 262 | 3% | 254.14 | STANDARDIZATION KIT, GELEX* SSX | Hach
2351400 | 87.39 | 5% | 83.02 | REAGENT SET, DO F/BURET METHOD | Hach
2351600 | 8.49 | 3% | 8.24 | POTASSIUM IODIDE STARCH TEST | Hach
2351749 | 44.25 | 5% | 42.04 | POTASSIUM STD, 100MG/L 500ML | Hach
2352449 | 28.99 | 5% | 27.54 | MOLYBDENUM 1 LR PWD PLW PK/100 | Hach
2352512 | 34.09 | 5% | 32.39 | MOLYBDENUM 2 RGT SOLN, 50ML MDB | Hach
2352523 | 32.95 | 5% | 31.3 | MOLYBDENUM 2 RGT SOLN 25ML SCDB | Hach
2352532 | 34.95 | 5% | 33.2 | MOLYBDENUM 2 RGT SOLN, 100ML MDB | Hach
2352549 | 67.35 | 5% | 63.98 | MOLYBDENUM 2 RGT SOLN, 500ML | Hach
2352769 | 44.59 | 5% | 42.36 | MOLYBDENUM 1 PP 50ML PK/100 | Hach
2353011 | 24.89 | 5% | 23.65 | AMINO ACID F DILTN SOLVENT 475ML | Hach
2353103 | 72.55 | 5% | 68.92 | aa KTO: AMINO ACID F RGT PKG | Hach
2353255 | 22.09 | 5% | 20.99 | nn AMINO ACID F RGT PWD, 308G | Hach
2354153 | 23.19 | 5% | 22.03 | AMMONIA STD SOLN, 1000MG/L 1L | Hach
2359299 | 33.29 | 5% | 31.63 | MOLYBDENUM 1 RGT PP PK/100 | Hach
2359300 | 129 | 5% | 122.55 | TEST KIT, MO-LR MOLYBDATE LR | Hach
2359300RGT | 64.55 | 5% | 61.32 | REAGENT SET, MO-LR TEST KIT (2359300) | Hach
2361100 | 13.65 | 3% | 13.24 | E.COLI POSITIVE FLUORESCENT STD | Hach
2361900 | 37.69 | 3% | 36.56 | PAPER, ROLL F/45192 PTR PK/12 | GLI
2365831 | 20 | 5% | 19 | Tri-n-butyl phosphate, 250 mL | Hach
236616 | 79.45 | 5% | 75.48 | FERROZINE IRON RGT SOLN 946ML | Hach
2367800 | 14.5 | 3% | 14.07 | BATTERY, ZINC-AIR 1.4V PK/4 | Hach
2368531 | 17.35 | 5% | 16.48 | PPB-1, ACID PRESERVATIVE 236ML | Hach
2368655 | 27.99 | 5% | 26.59 | PPB-2, FIXER RGT SOLN 43ML | Hach
2368749 | 30.09 | 5% | 28.59 | PPB-3, ELUANT 500ML | Hach
2368855 | 32.19 | 5% | 30.58 | PPB-4, NEUTRALIZER 22ML | Hach
2368964 | 28.85 | 5% | 27.41 | PPB-5, IND REAGENT PWD PLW PK/20 | Hach
2369400 | 19.25 | 3% | 18.67 | CLIPPER, (SHEARS) 7-1/4 INCH | Hach
2370853 | 28.45 | 5% | 27.03 | CHLORIDE STD SOLN, 0.00282N 1L | Hach
2371006 | 9.39 | 3% | 9.11 | CAP, PHENOLIC 33-430 TEF/PE LNR PK/6 | Hach
2373220 | 32.45 | 3% | 31.48 | M-FC AMPULES, GLASS 2ML PK/20 | Hach
2373220CP | 35.75 | 3% | 34.68 | KTO: M-FC AMPULES, GLASS 2ML PK/20, COLDPACK | Hach
2373250 | 76.59 | 3% | 74.29 | M-FC, PLASTIC 2ML PK/50 | Hach
2373250CP | 79.85 | 3% | 77.45 | KTO: M-FC, PLASTIC 2ML PK/50, COLDPACK | Hach
2373520 | 32.99 | 3% | 32 | M-ENDO AMPULES, GLASS 2ML PK/20 | Hach
2373542 | 39.59 | 3% | 38.4 | M-ENDO BROTH, 100ML | Hach
2373542CP | 42.45 | 3% | 41.18 | KTO: M-ENDO BROTH, 100MK. COLDPACK | Hach
2373550 | 77.65 | 3% | 75.32 | M-ENDO PLASTIC AMPULES PK/50 | Hach
2373550CP | 79.85 | 3% | 77.45 | KTO: M-ENDO PLASTIC AMPULES PK/50, COLDPACK | Hach
2373820 | 33.49 | 3% | 32.49 | M-TGE AMPULES, 2ML PK/20 | Hach
2373820CP | 36.25 | 3% | 35.16 | KTO: M-TGE AMPULES, 2ML PK/20, COLDPACK | Hach
2373850 | 76.59 | 3% | 74.29 | M-TGE AMPULES, PLASTIC 2ML PK/50 | Hach
2373850CP | 79.85 | 3% | 77.45 | KTO: M-TGE AMPULES, PLASTIC 2ML PK/50, COLDPACK | Hach
2374603 | 49.99 | 5% | 47.49 | HYDRAZINE EQUIV STD SOLN 2.9L | Hach
2374755 | 23.25 | 5% | 22.09 | PPB-6, DECOLORIZER 10ML SCDB | Hach
2374820 | 13.09 | 5% | 12.44 | LEAD STD SOLN, 10MG/L 25ML | Hach
2374900 | 3.79 | 3% | 3.68 | PPB FAST COLUMN EXTRACTOR | Hach
2375000 | 230 | 5% | 218.5 | REAGENT SET, LEADTRAK KIT | Hach
2375503 | 36.65 | 5% | 34.82 | aa ANIONIC SURFACTANT SOLN 2.9L | Hach
2375620 | 39.99 | 3% | 38.79 | ACRIDINE ORANGE SOLN, 2ML PK/20 | Hach
2375866 | 60.35 | 3% | 58.54 | PHOSPHATE BUFFER SOLN PLW PK/50 | Hach
2376400 | 3.89 | 3% | 3.77 | SYRINGE PLUNGER, INTEGRATED SEAL | Hach
2376526 | 12.95 | 5% | 12.3 | POLYVINYL ALCOHOL DISPRSNG RGT 50ML | Hach
2376549 | 32.95 | 5% | 31.3 | POLYVINYL ALCOHOL DISPERSING | Hach
2376626 | 14.69 | 5% | 13.96 | MINERAL STABILIZER 50ML SCDB | Hach
2376649 | 68.05 | 5% | 64.65 | MINERAL STABILIZER 500ML | Hach
237842 | 18.35 | 5% | 17.43 | ZINC STD SOLN, 100MG/L 100ML | Hach
2380123 | 14.25 | 5% | 13.54 | ECR MASKING RGT, 25ML SCDB | Hach
2380268 | 19.89 | 5% | 18.9 | ECR REAGENT PWD PLWS, PK/25 | Hach
2382710 | 45 | 5% | 42.75 | Acetylacetone 100 mL | Hach
2384303 | 149 | 5% | 141.55 | MASKING AGENT F/ALUMINUM 2.9L | Hach
2384403 | 73.85 | 5% | 70.16 | ECR IND RGT F/ALUMINUM 2.9L | Hach
2384503 | 95.45 | 5% | 90.68 | BUFFER RGT F/ALUMINUM 2.9L | Hach
2384603 | 42.05 | 5% | 39.95 | ALUMINUM STD SOLN, 250UG/L 2.9L | Hach
2386026 | 43.79 | 3% | 42.48 | SODIUM SULFITE, MICRO GRADE 100G | Hach
2386420 | 25.29 | 5% | 24.03 | AMINO ACID F SOLN, 1.2ML AMPULES | Hach
2386432 | 22.95 | 5% | 21.8 | AMINO ACID F RGT SOLN, 100ML MDB | Hach
2386442 | 22.89 | 5% | 21.75 | AMINO ACID F RGT SOLN, 100ML | Hach
2387200 | 136 | 3% | 131.92 | FILTER, MEMB 0.2UM 25MM PK/100 | Hach
2387300 | 33.95 | 3% | 32.93 | FORCEPS, FILTER SST BENT TIP | Hach
2387400 | 20.95 | 3% | 20.32 | COVERSLIP, MICROSCOPE SLIDE 124/pk | Hach
2390 | 562 | 3% | 545.14 | fro RAINLOGGER, WITH 9 VDC BATTERY | American Sigma
2391 | 660 | 3% | 640.2 | fro RAIN READER, WITH 110 VAC ADAPTER | American Sigma
2393701 | 24.19 | 5% | 22.98 | rr MERCURIC NITRATE CRTG 2.570N | Hach
2395266 | 35.05 | 5% | 33.3 | AMMONIA SALICYLATE RGT PP PK/50 | Hach
2395366 | 44.75 | 5% | 42.51 | AMMONIA SALICYLATE PP PK/50 | Hach
2395466 | 22.55 | 5% | 21.42 | AMMONIA CYANURATE RGT PP PK/50 | Hach
2395566 | 37.05 | 5% | 35.2 | AMMONIA CYANURATE RGT PP PK/50 | Hach
2396303 | 149 | 5% | 141.55 | FERROUS IRON STD SOLN, 2.9L | Hach
2400503 | 199 | 5% | 189.05 | REAGENT PKG, OXY-SCAV 1 | Hach
2400603 | 43.35 | 5% | 41.18 | OXYSCAV REAGENT 2, 2.9L | Hach
2401066 | 22.35 | 5% | 21.23 | QAC REAGENT 1 PWD PLW PK/50 | Hach
2401268 | 11.15 | 5% | 10.59 | QAC REAGENT 2, PWD PLWS PK/25 | Hach
2401612 | 59.55 | 3% | 57.76 | PRESENCE/ABSENCE W/MUG, PK/12 | Hach
2401650 | 256 | 3% | 248.32 | PRESENCE-ABSENCE W/MUG, PK/50 | Hach
2401800 | 1.5 | 3% | 1.46 | CAP, BLACK PP 22-400 PTFE/RUBBER | Hach
2401812 | 18.75 | 3% | 18.19 | CAP, BLK PP 22-400 TFE/RBR PK/12 | Hach
2401906 | 43.7 | 3% | 42.39 | SAMPLE CELL, 25X95MM 10-20-25ML PK/6 | Hach
2405200 | 17.15 | 3% | 16.64 | ACCUVAC SNAPPER | Hach
2406042 | 46.25 | 3% | 44.86 | TTC SOLN 1%, STERILE 100ML GLASS | Hach
2406549 | 22.95 | 5% | 21.8 | NITROGEN, AMMONIA 100MG/L 500ML | Hach
2406634 | 146 | 3% | 141.62 | M-ENDO AGAR LES, DHYD 500G | Hach
2406720 | 80.85 | 3% | 78.42 | PLATE COUNT AGAR TUBES PK/20 | Hach
2407000 | 23.89 | 3% | 23.17 | RACK, TEST TUBE, WHITE POLYPROPYLENE | Hach
2407124 | 117 | 3% | 113.49 | NALIDIXIC ACID, 25G | Hach
2408449 | 49.75 | 5% | 47.26 | SULFITE STD SOLN, 15MG/L 500ML | Hach
2408532 | 15.79 | 5% | 15 | SODIUM THIOSULFATE STD, 0.00246N | Hach
2408549 | 27.85 | 5% | 26.46 | SODIUM THIOSULFATE,.00246N 500ML | Hach
2408732 | 29.29 | 5% | 27.83 | SODIUM THIOSULFATE TITRANT,100ML | Hach
2408842 | 12.55 | 5% | 11.92 | SODIUM THIOSULFATE STD, 0.00564N | Hach
2408853 | 33.65 | 5% | 31.97 | SODIUM THIOSULFATE, 0.00564N 1L | Hach
2408932 | 15.85 | 5% | 15.06 | SODIUM THIOSULFATE STD, 0.0109N | Hach
2408949 | 22.35 | 5% | 21.23 | SODIUM THIOSULFATE, .0109N 500ML | Hach
2409032 | 16.95 | 5% | 16.1 | SODIUM THIOSULFATE STD, 0.0113N | Hach
2409101 | 19.99 | 5% | 18.99 | SODIUM THIOSULFATE STD, 0.02256N | Hach
2409232 | 15.79 | 5% | 15 | SODIUM THIOSULFATE STD, 0.0246N | Hach
2409249 | 19.99 | 5% | 18.99 | SODIUM THIOSULFATE, .0246N 500ML | Hach
2409301 | 20.95 | 5% | 19.9 | SODIUM THIOSULFATE STD, 0.0250N | Hach
2409317 | 71.95 | 5% | 68.35 | SODIUM THIOSULFATE STD, 0.0250N | Hach
2409353 | 26.15 | 5% | 24.84 | SODIUM THIOSULFATE, .025N 1000ML | Hach
2409453 | 43.69 | 5% | 41.51 | SODIUM THIOSULFATE,.0375N 1000ML | Hach
2410103 | 7.49 | 3% | 7.27 | GLOVES, CHEMICAL RESIST 8-8-1/2 | Hach
2410104 | 7.49 | 3% | 7.27 | GLOVES, CHEMICAL RESIST 9-9-1/2 | Hach
2410105 | 7.49 | 3% | 7.27 | GLOVES, CHEMICAL RESIST SIZE 10 | Hach
2410106 | 8.39 | 3% | 8.14 | GLOVES, CHEMICAL RESIST SIZE 11 | Hach
2410212 | 62.1 | 3% | 60.24 | SAMPLE CELL, 1" SQ PK/12 PS W/COVER | Hach
2410222 | 21.29 | 3% | 20.65 | SAMPLE CELL, PS 1"SQ PK/2 | Hach
2412200 | 10.35 | 3% | 10.04 | KIT, LONG PATH VIEWING ADAPTOR | Hach
2415132 | 12.05 | 5% | 11.45 | NITROGEN STOCK SOLN, 100ML MDB | Hach
2415342 | 27.29 | 5% | 25.93 | QAC STANDARD, 100MG/L CTAB 100ML | Hach
2415582 | 3.99 | 5% | 3.79 | FUNNEL, POLYPROPYLENE 89MM | Hach
2415600 | 6.25 | 3% | 6.06 | FILTER, ACRODISC* 0.2UM 25MM | Hach
2415815 | 219 | 5% | 208.05 | rr COD DIGESTION VIAL, ULR PK/150 | Hach
2415815B | 219 | 5% | 208.05 | rr COD DIGESTION VIAL, ULR PK/150 BRAZIL | Hach
2415815C | 219 | 5% | 208.05 | rr COD DIGESTION VIAL, ULR PK/150 CHINA | Hach
2415815KR | 219 | 5% | 208.05 | rr COD DIGESTION VIAL, ULR PK/150 KOREA | Hach
2415825 | 39.79 | 5% | 37.8 | rr COD DIGESTION VIAL, ULR PK/25 | Hach
2415825B | 39.79 | 5% | 37.8 | rr COD DIGESTION VIAL, ULR PK/25 BRAZIL | Hach
2415825C | 39.79 | 5% | 37.8 | rr COD DIGESTION VIAL, ULR PK/25 CHINA | Hach
2415915 | 219 | 5% | 208.05 | rr COD DIGESTION VIAL, HR+ PK/150 | Hach
2415915C | 219 | 5% | 208.05 | rr COD DIGESTION VIAL, HR+ PK/150 CHINA | Hach
2415925 | 39.79 | 5% | 37.8 | rr COD DIGESTION VIAL, HR+ PK/25 | Hach
2415925C | 39.79 | 5% | 37.8 | rr COD DIGESTION VIAL, HR+ PK/25 CHINA | Hach
241899 | 73.69 | 5% | 70.01 | SULFIDE INHIBITOR PWD PW PK/100 | Hach
241906 | 6.89 | 3% | 6.68 | CAP, BOD BOTTLE SNAP-OVER PK/6 | Hach
2425300 | 104 | 3% | 100.88 | SAMPLE CELLS, 25ML MATCHED PAIR | Hach
2426400 | 203 | 3% | 196.91 | BACTO M-TGE BROTH, DYHD 500G | Hach
2426400GM | 198 | 3% | 192.06 | BACTO M-TGE BROTH, DYHD 500G | Hach
2427606 | 29.7 | 3% | 28.81 | SAMPLE CELL, 25X60MM PK/6 10ML MARK | Hach
2428002 | 10.65 | 5% | 10.12 | SODIUM HYDROXIDE 0.1612N CRTG | Hach
2428200 | 144 | 3% | 139.68 | M-GREEN YM BROTH, DHYD 500G | Hach
2428320 | 33.59 | 3% | 32.58 | M-GREEN YEAST & MOLD, 2ML PK/20 | Hach
2428320CP | 36.49 | 3% | 35.4 | KTO: M-GREEN YEAST & MOLD, 2ML PK/20, COLDPACK | Hach
2428350 | 77.65 | 3% | 75.32 | M-GREEN Y&M, PLASTIC 2ML PK/50 | Hach
2428350CP | 79.85 | 3% | 77.45 | KTO: M-GREEN Y & M, PLASTIC 2ML PK/50, COLDPACK | Hach
2428420 | 33.49 | 3% | 32.49 | M-TGE/TTC BROTH GLASS AMPULES PK/20 | Hach
2428420CP | 36.25 | 3% | 35.16 | KTO: M-TGE/TTC BROTH GLASS AMPULES PK/20, COLDPACK | Hach
2428450 | 76.59 | 3% | 74.29 | M-TGE W/TTC, PLASTIC 2ML PK/50 | Hach
2428450CP | 79.85 | 3% | 77.45 | KTO: M-TGE W/TTC, PLASTIC 2ML PK/50, COLDPACK | Hach
2428520 | 32.99 | 3% | 32 | M-FC/ROSOLIC ACID AMP PK/20 GLAS | Hach
2428520CP | 36.49 | 3% | 35.4 | KTO: M-FC/ROSOLIC ACID AMP PK/20 GLASS, COLDPACK | Hach
2428550 | 75.55 | 3% | 73.28 | M-FC ROSOLIC ACID, PLASTIC 2ML PK/50 | Hach
2428550CP | 79.85 | 3% | 77.45 | KTO: M-FC ROSOLIC ACID, PLASTIC 2ML PK/50 COLDPACK | Hach
2428700 | 89.85 | 5% | 85.36 | TEST KIT, NI-SA AMMONIA | Hach
2428700RGT | 111.7 | 5% | 106.12 | REAGENT SET, N1-SA TEST KIT (2428700) | Hach
2428R0 | 1063 | 3% | 1031.11 | SNSR-ORP,2W,LCP | GLI
2428R00500C000N | 1334 | 3% | 1293.98 | SNSR-ORP,2W,LCP,AMP(PLAS) | GLI
2428R025 | 1095 | 3% | 1062.15 | ORP SNSR,ENCPS,CONV,LCP, | GLI
2428R1 | 1126 | 3% | 1092.22 | SNSR-ORP,2W,LCP,GOLD | GLI
2428R105 | 1358 | 3% | 1317.26 | SNSR-ORP,2W,LCP,GOLD,5FT. | GLI
2428R125 | 1186 | 3% | 1150.42 | SENSOR-ORP, 2 WIRE, LCP, GOLD ELTRD. | GLI
2429042 | 20.39 | 5% | 19.37 | GLYCINE REAGENT, 10% SOLN 100ML | Hach
2429104 | 97.29 | 5% | 92.43 | KTO: PROCESS PH ELECTROLYTE PK/4 | Hach
2429117 | 188 | 5% | 178.6 | PROCESS PH ELECTROLYTE 3.78L | Hach
2429149 | 30.35 | 5% | 28.83 | PROCESS PH ELECTROLYTE 500ML | Hach
2429300 | 62.15 | 5% | 59.04 | RGT SET, ZINC 20ML | Hach
2429600 | 76.85 | 5% | 73.01 | REAGENT SET, SILICA HIGH RANGE 10ML | Hach
2429700 | 82.95 | 5% | 78.8 | REAGENT SET, PHOSPHONATE | Hach
2429800 | 80.19 | 5% | 76.18 | REAGENT SET, NITRATE NITROGEN LR | Hach
2429900 | 53.79 | 5% | 51.1 | rr REAGENT SET, NITROGEN, AMMONIA | Hach
2430000 | 64.25 | 5% | 61.04 | REAGENT SET, MANGANESE | Hach
243001 | 540 | 5% | 513 | rr TEST KIT, FF-2 FISHERIES/FISH | Hach
243001RGT | 493.07 | 5% | 468.42 | REAGENT SET, rr FF-2 TEST KIT (243001) | Hach
243002 | 317 | 5% | 301.15 | rr TEST KIT, FF-1A FISH FARMING | Hach
243002RGT | 313.9 | 5% | 298.21 | REAGENT SET, rr FF-1A TEST KIT (243002) | Hach
243003 | 638 | 5% | 606.1 | rr TEST KIT, FF-3 FISH FARMING | Hach
243003RGT | 499.34 | 5% | 474.37 | REAGENT SET, rr FF-3 TEST KIT (243003) | Hach
2430200 | 87.39 | 5% | 83.02 | REAGENT SET, CYANIDE 10ML | Hach
243087 | 27.19 | 3% | 26.37 | INSTRUCTIONS, FF-1A TEST KIT | Hach
243089 | 24.79 | 3% | 24.05 | MANUAL, FF-2 TEST KIT LAMD | Hach
243090 | 27.19 | 3% | 26.37 | MANUAL FF-3 TEST KIT | Hach
243134 | 47.25 | 5% | 44.89 | GLYCERIN, GLYCEROL, USP 500G | Hach
2432309 | 128 | 3% | 124.16 | BART TESTER, IRB PK/9 | Hach
2432327 | 373 | 3% | 361.81 | KTO: BART TESTER, IRB PK/27 | Hach
2432327K | 373 | 3% | 361.81 | KTOALT: BART TESTER, IRB PK/27 | Hach
2432409 | 123 | 3% | 119.31 | BART TESTER, SRB PK/9 | Hach
2432427 | 368 | 3% | 356.96 | KTO: BART TESTER, SRB PK/27 | Hach
2432427K | 368 | 3% | 356.96 | KTOALT: BART TESTER, SRB PK/27 | Hach
2432509 | 126 | 3% | 122.22 | BART TESTER, SLYM PK/9 | Hach
2432527 | 361 | 3% | 350.17 | KTO: BART TESTER, SLYM PK/27 | Hach
2432527K | 361 | 3% | 350.17 | KTOALT: BART TESTER, SLYM PK/27 | Hach
2432609 | 126 | 3% | 122.22 | BART TESTER, FLOR PK/9 | Hach
2432709 | 126 | 3% | 122.22 | BART TESTER, ALG PK/9 | Hach
2432727 | 361 | 3% | 350.17 | KTO: BART TESTER, ALG PK/27 | Hach
2434501 | 21.99 | 5% | 20.89 | BISMUTH NITRATE, 0.0200M CRTG | Hach
2434702 | 28.7 | 3% | 27.84 | SAMPLE CELL, PORTABLE TURB, PK/2 | Hach
2434706 | 36.4 | 3% | 35.31 | SAMPLE CELL 2100 PORTABLE TURB, PK/6 | Hach
2434809 | 128 | 3% | 124.16 | BART TESTER SET, IRB-SRB-SLYM | Hach
2436466 | 35.99 | 5% | 34.19 | NUTRIENT BFR SOLN PLWS 4ML PK/50 | Hach
2437306 | 41.29 | 3% | 40.05 | NUTRIENT AGAR W/MUG, 14ML PK/6 | Hach
2437401 | 46.75 | 5% | 44.41 | REAGENT SET, ALKALINITY 0-400 | Hach
2437500 | 27.19 | 5% | 25.83 | REAGENT SET, CARBON DIOXIDE | Hach
2437600 | 45.59 | 5% | 43.31 | REAGENT SET, CHLORIDE 0-400 MG/L | Hach
2437700 | 50.55 | 5% | 48.02 | REAGENT SET, CHLORINE TOTAL | Hach
2437800 | 41.69 | 5% | 39.61 | REAGENT SET, HARDNESS 0-20MG/L | Hach
2437900 | 27.59 | 5% | 26.21 | REAGENT SET, HARDNESS 0-30 GPG | Hach
2438600 | 61.05 | 5% | 58 | REAGENT SET, CHLORINE TOTAL | Hach
2438800 | 40.29 | 5% | 38.28 | REAGENT SET, CHLORINE (F & T) | Hach
2439200 | 40.85 | 5% | 38.81 | REAGENT SET, COPPER 0-5 MG/L | Hach
2439400 | 35.49 | 5% | 33.72 | oo REAGENT SET, ALKALINITY 0-495GPG | Hach
2439500 | 64.25 | 5% | 61.04 | REAGENT SET, MOLYBDENUM | Hach
2439802 | 79.35 | 5% | 75.38 | REAGENT SET, DISSOLVED OXYGEN | Hach
24399 | 20.65 | 5% | 19.62 | HEXAVER POWDER PILLOWS PK/100 | Hach
2439900 | 37.29 | 5% | 35.43 | REAGENT SET, PHOSPHATE 0-45 MG/L | Hach
2440 | 32 | 3% | 31.04 | PUMP TUBE INSERT, SILICONE | American Sigma
2440000 | 58.95 | 5% | 56 | REAGENT SET, SULFITE 0-200 MG/L | Hach
2440200 | 78.95 | 5% | 75 | REAGENT SET, MOLYBDENUM | Hach
2440400 | 54.75 | 5% | 52.01 | REAGENT SET, CHLORINE (F&T) | Hach
2441 | 32 | 3% | 31.04 | PUMP TUBE INSERT,DISC. | American Sigma
2442 | 72 | 3% | 69.84 | PUMP TUBE INSERT,COMP. 800 SLR | American Sigma
2443400 | 143 | 5% | 135.85 | RGT SET, ALUMINUM 0-0.220 TEST KIT | Hach
2444100 | 82.15 | 5% | 78.04 | REAGENT SET, CHLORIDE 10-100MG/L | Hach
2444300 | 47.45 | 5% | 45.08 | TEST KIT, AL-AP ALKALINITY P&M | Hach
2444300RGT | 46.75 | 5% | 44.41 | REAGENT SET, AL-AP TEST KIT (2444300) | Hach
2444301 | 47.45 | 5% | 45.08 | TEST KIT, AL-AP MG/L ALKALINITY | Hach
2444301RGT | 47.6 | 5% | 45.22 | REAGENT SET, AL-AP MG/L TEST KIT (2444301) | Hach
2444388 | 5.69 | 3% | 5.52 | INSTRUCTIONS, AL-AP TEST KIT | Hach
2444400 | 60 | 5% | 57 | TEST KIT, CN-21P CHLORINE HIGH | Hach
2444400RGT | 55.05 | 5% | 52.3 | REAGENT SET, CN-21P TEST KIT (2444400) | Hach
2444800 | 107 | 5% | 101.65 | KTO: RGT SET, CHLORINE 2000-70000 | Hach
2445300 | 67.39 | 5% | 64.02 | KTO: RGT SET, CHLORINE (F & T) | Hach
2446600 | 98.99 | 5% | 94.04 | REAGENT SET, DEHA 0-450 UG/L | Hach
2446700 | 116 | 5% | 110.2 | KTO: REAGENT SET, DETERGENTS 0-1MG/L | Hach
2446732 | 36 | 5% | 34.2 | Diacetyl, 99%, 100 g | Hach
2446800 | 199 | 5% | 189.05 | KTO: REAGENT SET, DETERGENTS 0-0.320 | Hach
2446801 | 477 | 5% | 453.15 | KTO: RGT SET, DETERGENTS F/AIR | Hach
2446900 | 352 | 5% | 334.4 | KTO: REAGENT SET, GLYCOL | Hach
2447000 | 52.49 | 5% | 49.87 | REAGENT SET, HARDNESS 0-5000MG/L | Hach
2447200 | 52.89 | 5% | 50.25 | REAGENT SET, HARDNESS (CALCIUM) 10-160MG/L | Hach
2447500 | 52.89 | 5% | 50.25 | REAGENT SET, HARDNESS (CALCIUM) 100-4000 | Hach
2447600 | 49.45 | 5% | 46.98 | REAGENT SET, HARDNESS 0-2500MG/L | Hach
2447700 | 59.25 | 5% | 56.29 | KTO: REAGENT SET, HARDNESS 100-25000 | Hach
2447700K | 59.25 | 5% | 56.29 | KTOALT: REAGENT SET, HARDNESS 100-25000 | Hach
2448000 | 49.95 | 5% | 47.45 | REAGENT SET, HARDNESS 10-160 | Hach
2448100 | 49.95 | 5% | 47.45 | REAGENT SET, HARDNESS 100-4000 | Hach
2448200 | 99.49 | 5% | 94.52 | REAGENT SET, HARDNESS 0-2500MG/L | Hach
2448600 | 98.39 | 5% | 93.47 | REAGENT SET, HARDNESS DT 10-160 | Hach
2448700 | 89.95 | 5% | 85.45 | REAGENT SET, HARDNESS DT 100- | Hach
244903 | 66.75 | 5% | 63.41 | aa SULFURIC ACID STD SOLN 2.9L | Hach
2449100 | 74.75 | 5% | 71.01 | REAGENT SET, HYDROGEN PEROXIDE | Hach
2449200 | 132 | 5% | 125.4 | KTO: RGT SET, IRON 10-100 MG/L | Hach
2449300 | 132 | 5% | 125.4 | KTO: RGT SET, IRON 100-1000 MG/L | Hach
244932 | 12.79 | 5% | 12.15 | SULFURIC ACID 5.25N 100ML MDB | Hach
2449400 | 61.05 | 5% | 58 | REAGENT SET, MOLYBDENUM | Hach
244953 | 21.59 | 5% | 20.51 | SULFURIC ACID STD 5.25N, 1000ML | Hach
245026 | 12.99 | 5% | 12.34 | SODIUM HYDROXIDE 5.0N 50ML SCDB | Hach
245032 | 14.85 | 5% | 14.11 | SODIUM HYDROXIDE 5.0N 100ML MDB | Hach
245053 | 25.49 | 5% | 24.22 | SODIUM HYDROXIDE 5.0N 1L | Hach
245199 | 31.59 | 5% | 30.01 | POTASSIUM PERSULFATE PP PK/100 | Hach
245201 | 66.35 | 5% | 63.03 | SODIUM NITRITE, ACS 454G | Hach
2458 | 22 | 3% | 21.34 | INSTRUCTIONS,FOR RAINLOGGER | American Sigma
2458200 | 76.95 | 5% | 73.1 | rr REAGENT SET, NITROGEN-AMMONIA | Hach
2458R0 | 1172 | 3% | 1136.84 | SNSR-ORP,2W,LCP,UNION | GLI
2459 | 677 | 3% | 656.69 | fro DATALOGGING RAIN GAUGE | American Sigma
2459000 | 57.75 | 5% | 54.86 | REAGENT SET, PHOSPHORUS (TOTAL) | Hach
2459100 | 182 | 5% | 172.9 | REAGENT SET, POTASSIUM 0.25-2.50 | Hach
2459200 | 170 | 5% | 161.5 | REAGENT SET, QAC 0-5 MG/L | Hach
2459300 | 66.35 | 5% | 63.03 | REAGENT SET, SILICA LR 10ML | Hach
2459500 | 48.05 | 5% | 45.65 | REAGENT SET, CHLORINE (F&T) | Hach
2459800 | 77.89 | 5% | 74 | REAGENT SET, SULFITE 0-500+MG/L | Hach
246066 | 24.75 | 5% | 23.51 | CYANURIC ACID 2 PWD PLWS PK/50 | Hach
2460800 | 62 | 5% | 58.9 | REAGENT SET, NITROGEN-NITRATE | Hach
24614 | 43.69 | 5% | 41.51 | HYDROXYLAMINE HYDROCHLORIDE 113G | Hach
246142 | 30.55 | 5% | 29.02 | FORMAZIN TURB STD, 4000NTU 100ML | Hach
246149 | 71.59 | 5% | 68.01 | FORMAZIN TURB STD, 4000NTU 500ML | Hach
2462300 | 95.79 | 5% | 91 | REAGENT SET, SILICA HIGH RANGE 5ML | Hach
2463100 | 14.35 | 3% | 13.92 | AUTOCLAVE TAPE, 1 INCH X 60 YD | Hach
2463200 | 91.05 | 3% | 88.32 | GERMICIDAL CLOTH, PK/50 | Hach
2463300 | 137 | 3% | 132.89 | BAG, DECONTAMINATION PK/200 | Hach
2464101 | 61.35 | 5% | 58.28 | TURBIDITY STD, GELEX 0-10NTU | Hach
2464102 | 60.35 | 5% | 57.33 | TURBIDITY STD, GELEX 0-100NTU | Hach
2464103 | 60.35 | 5% | 57.33 | TURBIDITY STD, GELEX 0-1000NTU | Hach
2464105 | 173 | 5% | 164.35 | GELEX STD SET, 2100 PORTABLE TURBS | Hach
246800 | 25.29 | 5% | 24.03 | FILTER HOLDER, SYRINGE LUER 25MM | Hach
2471 | 680 | 3% | 659.6 | FLOW THRU MODULE W/FLANGED ENDS | American Sigma
2471100 | 240 | 5% | 228 | TEST KIT, CN-DT CL2 W/DIG TITR | Hach
2471100RGT | 80.25 | 5% | 76.24 | REAGENT SET, CN-DT TEST KIT (2471100) | Hach
2471515 | 29.69 | 3% | 28.8 | EC/MUG W/O DURHAM TUBES, PK/15 | Hach
247632 | 23.29 | 5% | 22.13 | M-NITROPHENOL IND SOLN 100ML MDB | Hach
2478409 | 126 | 3% | 122.22 | BART TESTER, POOL PK/9 | Hach
2481300 | 475 | 5% | 451.25 | KTO: TEST KIT, STORM WATER | Hach
2481301RGT | 246.65 | 5% | 234.32 | REAGENT SET, nn STORM WATER TEST KIT (2481301) | Hach
2481569 | 38.19 | 5% | 36.28 | PHENOL REAGENT PWD PLW PK/100 | Hach
2482900 | 109 | 3% | 105.73 | PEN, RECORDER PURPLE HONEYWELL | GLI
2483600 | 139 | 5% | 132.05 | TEST KIT, PHENOL | Hach
2483600RGT | 108.55 | 5% | 103.12 | REAGENT SET, PL-1 MG/L TEST KIT (2483600) | Hach
2484600 | 15.65 | 3% | 15.18 | AMPULE BREAKER, POURITE | Hach
2486100 | 1148 | 3% | 1113.56 | MANIFOLD, 3-PLACE ALUMINUM | Hach
2486150 | 1000 | 3% | 970 | MANIFOLD, 3-PLACE POLYURETHANE | Hach
2487626 | 203 | 3% | 196.91 | NUTRIENT AGAR WITH MUG, 100G | Hach
2488349 | 32.79 | 5% | 31.15 | NITRATE IONIC STR ADJ SOLN 500ML | Hach
2489100RGT | 188.62 | 5% | 179.19 | REAGENT SET, WATER RIGHT TEST KIT (2489100) | Hach
2489300 | 126 | 3% | 122.22 | MEMBRANE FILTER, 3UM PK/10 | Hach
2489443 | 9.29 | 3% | 9.01 | FLASK, ERLENMEYER WM 125ML | Hach
2489446 | 9.49 | 3% | 9.21 | FLASK, ERLENMEYER WM 250ML | Hach
2489449 | 10.15 | 3% | 9.85 | FLASK, ERLENMEYER WM 500ML | Hach
2489453 | 14.15 | 3% | 13.73 | FLASK, ERLENMEYER WM 1000ML | Hach
2489454 | 23.29 | 3% | 22.59 | FLASK, ERLENMEYER WM 2000ML | Hach
2489500 | 830 | 3% | 805.1 | ULTRA-SONIC BATH, .75 GAL W/HEAT | Hach
2489502 | 830 | 3% | 805.1 | UTRASONIC BATH, 0.75 GAL 230V | Hach
2489625 | 26.25 | 3% | 25.46 | NATURAL CANVAS TONE HAT | Hach
2489737 | 20.95 | 3% | 20.32 | PIPET, SER DSPL WM 5ML PK/25 | Hach
2489738 | 22.45 | 3% | 21.78 | PIPET, SER DSPL WM 10ML PK/20 | Hach
2490300 | 155 | 3% | 150.35 | FILTER, MEMB BLACK 47MM PK/200 | Hach
2490409 | 126 | 3% | 122.22 | BART TESTER, HAB PK/9 | Hach
2490427 | 361 | 3% | 350.17 | KTO: BART TESTER, HAB PK/27 | Hach
2490427K | 361 | 3% | 350.17 | KTOALT: BART TESTER, HAB PK/27 | Hach
2493023 | 12.15 | 5% | 11.54 | BLANKING REAGENT, 29ML | Hach
2493120 | 23.99 | 5% | 22.79 | BUFFER SOLN, 1.5ML AMP PK/20 | Hach
2493220 | 21.75 | 5% | 20.66 | DPD IND SOLN, 1.5ML AMP PK/20 | Hach
2494925 | 74.49 | 3% | 72.26 | PRESENCE-ABSENCE BROTH AMPULES,PK/25 | Hach
2495012 | 31.25 | 3% | 30.31 | BOTTLE W/CAP, 100ML STER PK/12 | Hach
2495050 | 108 | 3% | 104.76 | BOTTLE W/CAP, 100ML STER PK/50 | Hach
2495300 | 181 | 5% | 171.95 | rr KTO: RGT SET, COLORIMETRIC TKN | Hach
2495402 | 111 | 3% | 107.67 | SAMPLE CELL, 10ML MATCHED PK/2 | Hach
2495402S | 124 | 3% | 120.28 | SAMPLE CELL SUPER, 10ML MATCHED PK/2 | Hach
2495408 | 434 | 3% | 420.98 | SAMPLE CELL, 10ML MATCHED PK/8 | Hach
2495525 | 95.75 | 3% | 92.88 | PRESENCE-ABSENCE W/MUG AMPULES PK/25 | Hach
2495900 | 703 | 5% | 667.85 | KTO: TEST KIT, NPK-1 SOIL NPK | Hach
2495900APR | 495 | 5% | 470.25 | APPARATUS SET FOR TEST KIT, NPK-1 SOIL NPK | Hach
2495900RGT | 314 | 5% | 298.3 | REAGENT SET, NPK-1 TEST KIT (2495900) | Hach
2495989 | 32.35 | 3% | 31.38 | MANUAL, TEST INTERPRETATION NPK1 | Hach
2496000 | 1513 | 5% | 1437.35 | KTO: aa TEST KIT, SIW-1 SOIL/IRRIGATION | Hach
2496000RGT | 1270.27 | 5% | 1206.76 | REAGENT SET, SIW-1 SOIL/IRRIGATION (2496000) | Hach
2496088 | 32.35 | 3% | 31.38 | Manual, SIW-1 TEST KIT | Hach
2496214 | 6.05 | 3% | 5.87 | BOTTLE, RND PS 38-400 118ML | Hach
2496400 | 23.29 | 3% | 22.59 | STIRRER, TEST TUBE HAND HELD | Hach
2496510 | 13.39 | 3% | 12.99 | STIRRING RODS, HAND STIR PK/10 | Hach
2497900 | 26.25 | 3% | 25.46 | RACK, TEST TUBE 13MM 6X15 ROWS | Hach
2497901 | 26.25 | 3% | 25.46 | RACK, TEST TUBE 16MM 5X12 ROWS | Hach
2497902 | 26.25 | 3% | 25.46 | RACK, TEST TUBE 20MM 4X10 ROWS | Hach
2497903 | 26.25 | 3% | 25.46 | RACK, TEST TUBE 25MM 3X8 ROWS | Hach
2497904 | 26.25 | 3% | 25.46 | RACK, TEST TUBE 30MM 3X7 ROWS | Hach
2497912 | 26.25 | 3% | 25.46 | RACK, TEST TUBE 20MM 4X5 ROWS | Hach
2498032 | 21.89 | 5% | 20.8 | SODIUM HYDROXIDE,.075N 100ML MDB | Hach
2498132 | 19.25 | 5% | 18.29 | EDTA STD SOLN, 0.0075N 100ML MDB | Hach
2501025 | 32.05 | 5% | 30.45 | DISSOLVED OXY LR ACCUVAC, PK/25 | Hach
2502025 | 26.29 | 5% | 24.98 | DPD FREE CHLORINE ACCUVAC, PK/25 | Hach
2502749 | 48.79 | 5% | 46.35 | 25 PPM DIVO LE | Hach
2502849 | 48.79 | 5% | 46.35 | 50 PPM DIVO LE | Hach
2502949 | 48.79 | 5% | 46.35 | 100 PPM DIVO LE | Hach
2503025 | 26.29 | 5% | 24.98 | DPD TOT CHLORINE ACCUVAC, PK/25 | Hach
2503400 | 57.15 | 3% | 55.44 | CLAMP, SWIVEL 2 PRONG, LARGE | Hach
2504025 | 31.89 | 5% | 30.3 | CUVER 2 COPPER ACCUVAC, PK/25 | Hach
25045000 | 24.89 | 3% | 24.14 | DIGITAL COUNTER PEN | Hach
2504810 | 50.59 | 5% | 48.06 | CHLORINE, 1000-1500MG/L, PK/16 | Hach
2505025 | 31.89 | 5% | 30.3 | CHROMAVER 3 ACCUVAC, PK/25 | Hach
2505100 | 239 | 3% | 231.83 | TEFLON WASH BOTTLE, FEP, NM, 500ML | Hach
2506025 | 36.69 | 5% | 34.86 | SPADNS FLUORIDE ACCUVAC, PK/25 | Hach
2506101 | 36.89 | 3% | 35.78 | CLEANING BRUSH FOR SLUDGE JUDGE, 6FT | Hach
2506102 | 208 | 3% | 201.76 | SAMPLER, WATER CORE, 15', LARGE | Hach
25061020 | 371 | 3% | 359.87 | MODBUS RS485 CARD, AF7000 | Hach
2506103 | 36.89 | 3% | 35.78 | CLEANING BRUSH, SLUDE JUDGE, LARGE | Hach
25061030 | 834 | 3% | 808.98 | AUTOFLUSH CARD, 110V S VALVE, AF7000 | Hach
25061040 | 834 | 3% | 808.98 | AUTOFLUSH CARD, 220V S VALVE, AF7000 | Hach
2506105 | 22.55 | 3% | 21.87 | COTTON CLEANING STRIPS, BAG 50 | Hach
2507025 | 32.29 | 5% | 30.68 | FERROVER IRON ACCUVAC, PK/25 | Hach
2507149 | 21.59 | 5% | 20.51 | SODIUM NITRATE, 0.5M, 500 ML | Polymetron
2507200 | 99.45 | 5% | 94.48 | KTO: PH BUFFER SOLUTION KIT 4L | Hach
2507300 | 266 | 5% | 252.7 | KTO: PH BUFFER SOLUTION 20L KIT | Hach
2507500 | 166 | 5% | 157.7 | SPEC COLOR STD KIT, MONOCHLOR/F-NH3 | Hach
2507600 | 66.99 | 3% | 64.98 | GLASS FIBER PADS, 200/PK | Hach
2507700 | 273 | 5% | 259.35 | KTO: STARTER PKG DW/DS FREE CHLORINE | Hach
2508025 | 31.89 | 5% | 30.3 | PHOSVER 3 ACCUVAC, PK/25 | Hach
2508200 | 147 | 5% | 139.65 | KTO: STARTER PKG DS FREE CHLORINE | Hach
25088000 | 1530 | 3% | 1484.1 | WATER CONNECTION W/AUTO FLUSH, 220V, AF7000 | Hach
2508900 | 118 | 3% | 114.46 | MICROFIL V FUNNEL, 100ML W/MEMBRANE | Hach
25089000 | 669 | 3% | 648.93 | SOLENOID FOR AUTO FLUSH CARD, 110V, AF7000 | Hach
2509025 | 31.89 | 5% | 30.3 | SULFAVER 4 ACCUVAC, PK/25 | Hach
25091000 | 220 | 3% | 213.4 | GRIT FILTER, 500 MICRON, AF7000 | Hach
2510025 | 32.29 | 5% | 30.68 | TPTZ LOW RNG IRON ACCUVAC, PK/25 | Hach
2510153 | 106 | 5% | 100.7 | ACETONE, ULTRA PURE, 1-L BOTTLE | Hach
2510253 | 106 | 5% | 100.7 | N-HEXANE, ULTRA PURE, 1-L BOTTLE | Hach
2510600 | 450 | 3% | 436.5 | REAGENT SET GB VERIFICATION KIT | Hach
2511025 | 32.19 | 5% | 30.58 | NITRAVER 5 NITRATE ACCUVAC PK/25 | Hach
2511201 | 25.55 | 3% | 24.78 | FILTER, GLASS FBR, 934-AH, 21MM PK/100 | Hach
2511202 | 28.69 | 3% | 27.83 | FILTER, GLASS FBR, 934-AH 24MM PK/100 | Hach
2511203 | 28.69 | 3% | 27.83 | FILTER, GLASS FBR, 934-AH 25MM PK/100 | Hach
2511204 | 36.35 | 3% | 35.26 | FILTER, GLASS FBR, 934-AH 35MM PK/100 | Hach
2511205 | 36.35 | 3% | 35.26 | FILTER, GLASS FBR, 934-AH 37MM PK/100 | Hach
2511206 | 41.29 | 3% | 40.05 | FILTER, GLASS FBR, 934-AH 42.5MM PK/100 | Hach
2511207 | 49.99 | 3% | 48.49 | FILTER, GLASS FBR, 934-AH 47MM PK/100 | Hach
2511208 | 57.49 | 3% | 55.77 | FILTER, GLASS FBR, 934-AH 55MM PK/100 | Hach
2511209 | 63.85 | 3% | 61.93 | FILTER, GLASS FBR, 934-AH 70MM PK/100 | Hach
2511210 | 113 | 3% | 109.61 | FILTER,GLASS FBR,934-AH 90MM PK/100 | Hach
2511211 | 128 | 3% | 124.16 | FILTER, GLASS FBR, 934-AH 110MM PK/100 | Hach
2511212 | 152 | 3% | 147.44 | FILTER, GLASS FBR, 934-AH 125MM PK/100 | Hach
2511213 | 189 | 3% | 183.33 | FILTER, GLASS FBR, 934-AH 150MM PK/100 | Hach
2511300 | 12.59 | 3% | 12.21 | KTO: BOTTLE, STORAGE, CAP, HD, 500ML, 6/PK | Hach
2511301 | 22.25 | 3% | 21.58 | FILTER, GLASS FBR, VSS 21MM PK/100 | Hach
2511302 | 24.99 | 3% | 24.24 | FILTER, GLASS FBR, VSS 24MM PK/100 | Hach
2511303 | 24.99 | 3% | 24.24 | FILTER, GLASS FBR, VSS 25MM PK/100 | Hach
2511304 | 31.69 | 3% | 30.74 | FILTER, GLASS FBR, VSS 35MM PK/100 | Hach
2511305 | 31.69 | 3% | 30.74 | FILTER, GLASS FBR, VSS 37MM PK/100 | Hach
2511306 | 35.85 | 3% | 34.77 | FILTER, GLASS FBR, VSS 42.5MM PK/100 | Hach
2511307 | 43.19 | 3% | 41.89 | FILTER, GLASS FBR, VSS 47MM PK/100 | Hach
2511308 | 48.49 | 3% | 47.04 | FILTER, GLASS FBR, VSS 55MM PK/100 | Hach
2511309 | 55.35 | 3% | 53.69 | FILTER, GLASS FBR, VSS 70MM PK/100 | Hach
2511310 | 97.89 | 3% | 94.95 | FILTER, GLASS FBR, VSS 90MM PK/100 | Hach
2511311 | 109 | 3% | 105.73 | FILTER, GLASS FBR, VSS 110MM PK/100 | Hach
2511312 | 131 | 3% | 127.07 | FILTER, GLASS FBR, VSS 125MM PK/100 | Hach
2511400 | 17.65 | 3% | 17.12 | KTO: BOTTLE STORAGE W/CAP, HD, 1L, 6/PK | Hach
2511500 | 13.85 | 3% | 13.43 | KTO: BOTTLE, ROUND W/CAP, LD, 237ML, 6/PK | Hach
2511600 | 19.25 | 3% | 18.67 | KTO: BOTTLE, ROUND W/CAP, LD, 437ML, 6/PK | Hach
25118026 | 12.25 | 5% | 11.64 | KTO: SAT. KCL SOLUTION, 59 ML, WITH DISPENSING KIT | Hach
25118049 | 34.19 | 5% | 32.48 | SAT. KCL SOLUTION, 500 ML | Hach
25118059 | 11.85 | 5% | 11.26 | SAT. KCL SOLUTION, 59 ML | Hach
2511900 | 42.85 | 3% | 41.56 | PIPET TIPS, 200-1000UL, 1000/PK | Hach
2512025 | 32.19 | 5% | 30.58 | NITRIVER 3 NITRITE ACCUVAC PK/25 | Hach
2512100 | 4260 | 3% | 4132.2 | WATER PURIF SYS, 100-230VAC, 50/60HZ | Hach
2512200 | 4961 | 3% | 4812.17 | rr WATER PURIF SYS, UV 100-230VAC, 50/60HZ | Hach
2512201 | 565 | 3% | 548.05 | PURIFICATION PACK FOR DQ3 WATER SYS | Hach
2512202 | 185 | 3% | 179.45 | 0.22UM FILTER FOR DQ3 WATER SYSTEMS | Hach
25122020 | 8468 | 3% | 8213.96 | AUTOCLAVE, TABLETOP, 120V | Hach
2512203 | 62.45 | 3% | 60.58 | VENT FILTER FOR WATER SYSTEMS | Hach
2512204 | 202 | 3% | 195.94 | WALL MOUNT BRACKET FOR DQ3 SYSTEM | Hach
2512210 | 148 | 5% | 140.6 | KTO: REAGENT SET, AMTAX II 0.2-12.0MG/L | Hach
2512211 | 52.95 | 5% | 50.3 | AMTAX II STD SOLN 10MG/L 237ML | Hach
2512212 | 196 | 5% | 186.2 | KTO: REAGENT SET, AMTAX II 0.2-30.0MG/L | Hach
2512213 | 52.95 | 5% | 50.3 | AMTAX II STD SOLN 25MG/L 237ML | Hach
2512214 | 148 | 5% | 140.6 | KTO: REAGENT SET, AMTAX II 2-120MG/L | Hach
2512215 | 52.95 | 5% | 50.3 | AMTAX II STD SOLN 100MG/L 237ML | Hach
2512216 | 148 | 5% | 140.6 | KTO: REAGENT SET, AMTAX II 20-1200MG/L | Hach
2512217 | 52.95 | 5% | 50.3 | AMTAX II STD SOLN 1000MG/L 237ML | Hach
2512300 | 3580 | 3% | 3472.6 | WATER SYS, 1-5L, 100-230VAC, 50/60HZ | Hach
251231 | 1720 | 5% | 1634 | rr KTO: CEL WATER CONDITIONING LAB | Hach
251232 | 1768 | 5% | 1679.6 | rr KTO: CEL ENVIR WATER QUALITY LAB | Hach
251233 | 2530 | 5% | 2403.5 | rr KTO: CEL AQUACULTURE LAB | Hach
251234 | 2418 | 5% | 2297.1 | rr KTO: CEL BASIC DRINK WATER LAB | Hach
251235 | 3536 | 5% | 3359.2 | KTO: CEL ADV DRINKING WATER LAB | Hach
251236 | 1619 | 5% | 1538.05 | rr KTO: CEL BASIC WASTEWATER LAB | Hach
251237 | 2334 | 5% | 2217.3 | rr KTO: CEL ADVANCED WASTEWATER LAB | Hach
251238 | 3948 | 5% | 3750.6 | rr KTO: CEL PROF WATER TREAT LAB | Hach
251239 | 3324 | 5% | 3157.8 | rr KTO: CEL ADV PORT LAB W/REAGENTS | Hach
2512400 | 4128 | 3% | 4004.16 | rr WATER SYS, 1-5L, UV 90.255VAC 50/60HZ | Hach
2512401 | 262 | 3% | 254.14 | PURIFICATION PACK 1, WATER PUR SYS | Hach
2512402 | 262 | 3% | 254.14 | PURIFICATION PACK 2, WATER PUR SYS | Hach
2512403 | 134 | 3% | 129.98 | FILTER FOR WATER SYSTEMS 1-5L | Hach
2512404 | 147 | 3% | 142.59 | WALL MOUNT BRACKET | Hach
251242 | 2943 | 5% | 2795.85 | rr KTO: MEL POTABLE WATER LAB | Hach
2512500 | 3809 | 3% | 3694.73 | WATER SYS, 1-20L, 100-230 V/50-60 HZ | Hach
2512600 | 4679 | 3% | 4538.63 | rr WATER SYS, 1-20L UV 100-230V/50-60HZ | Hach
2512601 | 378 | 3% | 366.66 | PURIFICATION PACK, SYNERGY WATER SYS | Hach
2512602 | 378 | 3% | 366.66 | PURIFICATION PACK 2, SYNERGY WATER SYS | Hach
2512604 | 272 | 3% | 263.84 | PRESSURE GAUGE/REGULATOR | Hach
25127000 | 5822 | 5% | 5530.9 | rr KTO: BW700 BALLAST WATER VALIDATION KIT | Hach
2512800 | 262 | 3% | 254.14 | BIOPAK PURIFICATION CARTRIDGE | Hach
25128000 | 142 | 3% | 137.74 | REFRACTOMETER | Hach
2512900 | 1008 | 3% | 977.76 | 30L PE RESERVOIR, DQ3 SYSTEM | Hach
2512901 | 92.15 | 3% | 89.39 | TANK CONNECTOR KIT, DQ-3 | Hach
2512902 | 122 | 3% | 118.34 | TANK WALL BRACKET, 30L RESERVOIR | Hach
2513100 | 511 | 3% | 495.67 | rr KTO: POCKET II SPADNS 2 FLUORIDE SYS | Hach
2513100PCA | 477 | 3% | 462.69 | rr CSE ASBLY PKT CLRMTR II FL NON-ARSEN | Hach
25134000 | 76.59 | 3% | 74.29 | M-ENDO PLASTIC AMPULES PK/50, ARONOVITZ | Hach
25135000 | 76.59 | 3% | 74.29 | M-TGE AMPULES, PLASTIC 2ML PK/50, ARONOVITZ | Hach
25136000 | 76.59 | 3% | 74.29 | M-GREEN Y&M, PLASTIC 2ML PK/50, ARONOVITZ | Hach
2513603 | 202 | 3% | 195.94 | PVDF SYRINGE FILTER, .45UM, 33MM, 50/PK | Hach
2513605 | 204 | 3% | 197.88 | NYLON SYRINGE FILTER, .2UM 33MM, 50/PK | Hach
2513608 | 194 | 3% | 188.18 | PVDF SYRG FLTR, .22UM, 33MM, 50/PK | Hach
25137000 | 76.59 | 3% | 74.29 | M-TGE W/TTC, PLASTIC 2ML PK/50, ARONOVITZ | Hach
25138000 | 132 | 3% | 128.04 | MI BROTH, 50/PK, ARONOVITZ | Hach
2513801 | 57.49 | 3% | 55.77 | FILTER, GLASS FIBER 0.7UM 47MM, PK/100 | Hach
25139000 | 120 | 3% | 116.4 | M-COLIBLUE24 PLASTIC AMPULES PK/50, ARONOVITZ | Hach
2514025 | 32.29 | 5% | 30.68 | FERROUS IRON ACCUVAC, PK/25 | Hach
25141000 | 71.25 | 3% | 69.11 | HPC BROTH AMP, PLAS PK/50, ARONOVITZ | Hach
2514101 | 105 | 3% | 101.85 | FILTER, MEMB 0.45UM 25MM PK/100 | Hach
2514103 | 106 | 3% | 102.82 | KTO: FILTER, MEMBRANE 0.45UM 25MM | Hach
2514200 | 149 | 3% | 144.53 | PREFILTERS, 5UM PP, 45MM, 48/PK | Hach
2514201 | 105 | 3% | 101.85 | PREFILTERS, 5UM PP, 83MM, 12/PK | Hach
2514300 | 1054 | 3% | 1022.38 | SPE SOLVENT RECOVERY KIT | Hach
2514420 | 42.09 | 5% | 39.99 | EZ GGA, BOD, NO PIPETTE, 2ML PK/20 | Hach
2514654 | 83.59 | 5% | 79.41 | 0.5 MG/L NH4-N STD SOLN, 2000 ML | Hach
2514754 | 83.65 | 5% | 79.47 | 2.5 MG/L NH4-N STD SOLN, 2000 ML | Hach
2514836 | 52.75 | 5% | 50.11 | ELECTROLYTE AMTAX, (LOW-RANGE), 11 ML | Hach
2515025 | 32.05 | 5% | 30.45 | DISSOLVED OXY HR ACCUVAC, PK/25 | Hach
2515050 | 125 | 5% | 118.75 | TEST KIT, ACCUVAC DO HIGH RANGE | Hach
25155000 | 68.09 | 5% | 64.69 | aa PERMANGANATE INDEX TEST'N TUBE RGT SET,HR 4.5-15.0MG/L | Hach
25156000 | 68.09 | 5% | 64.69 | aa PERMANGANATE INDEX TEST 'N TUBE RGT SET,LR 0-5MG/L | Hach
2516025 | 33.35 | 5% | 31.68 | OZONE ACCUVAC, 0-0.25MG/L PK/25 | Hach
2516100 | 74.49 | 3% | 72.26 | FLTR PAPER, CONE, 8-12, 125MM PK/100 | Hach
2516200 | 91.49 | 3% | 88.75 | FLTR PAPER, CONE, 8-12UM, 150MM PK/100 | Hach
2516300 | 68.05 | 3% | 66.01 | FLTR PAPER, CONE, 20-25UM, 125MM PK/100 | Hach
2516610 | 41.89 | 3% | 40.63 | FILTER, SOLVENT PHASE, 90MM | Hach
2516620 | 55.35 | 3% | 53.69 | FILTER, SOLVENT PHASE, 110M | Hach
2516630 | 65.99 | 3% | 64.01 | FILTER, SOLVENT PHASE, 125MM | Hach
2516640 | 84.05 | 3% | 81.53 | FILTER, SOLVENT PHASE, 150MM | Hach
2517025 | 33.35 | 5% | 31.68 | OZONE ACCUVAC, 0-0.75MG/L PK/25 | Hach
2517150 | 132 | 3% | 128.04 | MI BROTH, 50/PK | Hach
2517150CP | 135 | 3% | 130.95 | KTO: MI BROTH, 50/PK, COLDPACK | Hach
2517600 | 30.35 | 3% | 29.44 | EMPTY COD VIALS WITH CAPS, PK/25 | Hach
251764 | 28.39 | 3% | 27.54 | PARAFILM 4 IN X 125 FT ROLL | Hach
2518025 | 33.35 | 5% | 31.68 | OZONE ACCUVAC, 0-1.5MG/L PK/25 | Hach
2518050 | 120 | 5% | 114 | TEST KIT, ACCUVAC OZONE HR | Hach
2519700 | 932 | 3% | 904.04 | 500ML, STAINLESS STEEL FILTER HOLDER | Hach
2519701 | 2904 | 3% | 2816.88 | 500ML 3-PIECE SS STEEL MANIFOLD | Hach
2519702 | 4221 | 3% | 4094.37 | 500ML 6-PIECE SS STEEL MANIFOLD | Hach
2519900 | 85.69 | 3% | 83.12 | REPLACEMENT SENSOR | Hach
252074 | 12.05 | 3% | 11.69 | GLASS WOOL FOR DETERGENTS 5 GRAM | Hach
2521100 | 118 | 3% | 114.46 | FUNNEL FILTER, .45UM, STERILE, BULK | Hach
2521101 | 202 | 3% | 195.94 | FUNNEL FILTER, .45UM, STERILE, INDV | Hach
2521102 | 177 | 3% | 171.69 | FUNNEL FILTER, .45UM, STERILE, TRAY | Hach
2521200 | 17.65 | 3% | 17.12 | SILICONE ADAPTOR, COMBISART FRITS | Hach
2521300 | 17.65 | 3% | 17.12 | BIOSART 100 MEMBRANE LIFTER | Hach
2521401 | 645 | 3% | 625.65 | 1-BRANCH SS MANIFOLD | Hach
2521403 | 1483 | 3% | 1438.51 | 3-BRANCH SS MANIFOLD | Hach
2521406 | 2227 | 3% | 2160.19 | 6-BRANCH SS MANIFOLD | Hach
2521410 | 129 | 3% | 125.13 | SS BASE SUPPORT W/FRIT FOR MANIFOLD | Hach
2521411 | 386 | 3% | 374.42 | SS BASE WITH FRIT FOR MANIFOLD | Hach
25215000 | 5639.45 | 3% | 5470.27 | KTO: sc200, LDO2, ULTRATURB sc w/ 5m Cable | Hach
2522025 | 32.05 | 5% | 30.45 | MOLYVER 6 ACCUVAC, PK/25 | Hach
25221000 | 76.89 | 5% | 73.05 | STABLCAL 600 NTU, 500 ML | Hach
2522103 | 5.09 | 3% | 4.94 | SWIFTEST REPLACEMENT CAPS, PK/3 | Hach
25224000 | 12.69 | 3% | 12.31 | 5500sc AMC Colorimeter Cleaning Kit | Hach
25225000 | 11748.89 | 3% | 11396.42 | KTO: sc1000 W/ PROGNOSYS, ULTRATURB, TSSsc | Hach
25225010 | 11.69 | 5% | 11.11 | 5500sc Ammonia Monochloramine Cleaning Soln, 15mL | Hach
25227000 | 122 | 5% | 115.9 | 10 NTU TU5200 StablCal (Production Use Only) | Hach
25228000 | 133 | 5% | 126.35 | 20 NTU TU5200 StablCal (Production Use Only) | Hach
2522900 | 22.45 | 3% | 21.78 | COTTON SWABS FOR CL-17 ANALYZER | Hach
25229000 | 133 | 5% | 126.35 | 600 NTU TU5200 StablCal (Production Use Only) | Hach
2522905 | 1.75 | 3% | 1.7 | COTTON SWAB FOR CL-17, 5/PK | Hach
25233000 | 184.5 | 5% | 175.28 | KTO: 5500SC AMMONIA MONOCHLORAMINE REAGENT SET | Hach
25234000 | 57.25 | 5% | 54.39 | 5500SC REAGENT 1, AMMONIA/MONOCHLORAMINE | Hach
25235000 | 23.29 | 5% | 22.13 | 5500SC REAGENT 2, AMMONIA/MONOCHLORAMINE | Hach
25236000 | 32.95 | 5% | 31.3 | 5500SC REAGENT 3, AMMONIA/MONOCHLORAMINE | Hach
25237000 | 20.55 | 5% | 19.52 | 5500SC STANDARD 1, AMMONIA MONOCHLORAMINE | Hach
25238000 | 25.65 | 5% | 24.37 | 5500SC STANDARD 2, AMMONIA MONOCHLORAMINE | Hach
25239000 | 24.45 | 5% | 23.23 | 5500SC ACIDIC SURFACTANT WASH | Hach
2524025 | 32.05 | 5% | 30.45 | HYDRAZINE RGT ACCUVAC, PK/25 | Hach
2524300 | 103 | 5% | 97.85 | aa KTO: RGT SET COD BULK LR, 300 TESTS | Hach
2524400 | 103 | 5% | 97.85 | aa KTO: RGT SET COD BULK HR, 300 TESTS | Hach
2525025 | 32.19 | 5% | 30.58 | PHOSPHORUS MOLYBDOVANADATE PK/25 | Hach
2526600 | 427 | 3% | 414.19 | ZWINKLE ADAPTOR ASSEMBLY | Orbisphere
2527025 | 34.35 | 5% | 32.63 | SPADNS2 (ARSENIC FREE) FLUORIDE RGT, ACCUVAC,25/PK | Hach
2527100 | 1274 | 3% | 1235.78 | rr KTO: CONSTRUCTION EFFLUENT KIT | Hach
25277000 | 1000 | 3% | 970 | PROGNOSYS 5500sc AMC LICENSE KIT | Hach
2527900 | 307 | 5% | 291.65 | KTO: HIGH RANGE BORON STARTER SET | Hach
25286000 | 387 | 5% | 367.65 | KTO: 5500SC SILICA REAGENT SET, R2 MODIFIED | Hach
25286000INT | 387 | 5% | 367.65 | KTO: 5500SC SILICA REAGENT SET, R2 MODIFIED INT | Hach
25293000 | 957 | 3% | 928.29 | KTO: ELECTRODELESS-PEEK, SWP W ADAPTOR | Hach
25294000 | 979 | 3% | 949.63 | KTO; ORP SENSOR-RYTON, SWP W ADAPTOR | Hach
25295000 | 915 | 3% | 887.55 | KTO: pH SENSOR-RYTON, SWP W ADAPTOR | Hach
25296000 | 18128 | 3% | 17584.16 | KTO: FP360sc 500 ppb, w ADAPTOR | Hach
25297000 | 1879 | 3% | 1822.63 | KTO: ASSY, PROBE, LDO MODEL 2, HACH, SWP W ADAPTOR | Hach
25298000 | 3549 | 3% | 3442.53 | KTO: T-LINE sc/IMMERS 4000NTU WIPER PVC, SWP w ADAPTOR | Hach
25299000 | 4353 | 3% | 4222.41 | KTO: TS-LINE sc/IMMERS 50g/l WIPER PVC, SWP w Adaptor | Hach
253000 | 42.55 | 3% | 41.27 | FILTER, GLASS FBR 47MM PK/100 | Hach
25300000 | 5631 | 3% | 5462.07 | KTO: TSS sc, INSITU PROBE, W/O WIPER, SWP w Adaptor | Hach
253051 | 43.65 | 3% | 42.34 | FILTER, GLASS FBR 42.5MM PK/100 | Hach
253053 | 65.99 | 3% | 64.01 | FILTER, GLASS FBR 70MM PK/100 | Hach
253055 | 52.15 | 3% | 50.59 | FILTER, GLASS FBR 55MM PK/100 | Hach
25318000 | 79.19 | 5% | 75.23 | CITRIC ACID RGT SOLN, 2L MODIFIED | Hach
2532800 | 4.85 | 3% | 4.7 | BOTTLE W/CAP, F/HYDROGEN SULFIDE | Hach
253334 | 175 | 5% | 166.25 | NITRIFICATION INHIBITOR 500G | Hach
253335 | 22.35 | 5% | 21.23 | NITRIFICATION INHIBITOR 35G | Hach
2537733 | 22.75 | 5% | 21.61 | HYDROGEN SULFIDE PPR, CUT PK/100 | Hach
2537800 | 46.55 | 5% | 44.22 | TEST KIT, HS-C HYDROGEN SULFIDE | Hach
2537800RGT | 34.1 | 5% | 32.4 | REAGENT SET, HS-C TEST KIT (2537800) | Hach
2537900 | 4.55 | 5% | 4.32 | CHART, HYDROGEN SULFIDE HS-C | Hach
254049 | 30.89 | 5% | 29.35 | NITRIC ACID SOLN, 1:1 500ML | Hach
2541249 | 25.15 | 5% | 23.89 | AMMONIA ELCTD STORAGE SOLN 500ML | Hach
2541259 | 10.89 | 5% | 10.35 | AMMONIA ELCTD STORAGE SOLN, 50ML | Hach
25432 | 19.55 | 5% | 18.57 | BROMCRESOL PURPLE, 100ML MDB | Hach
2543768 | 24.75 | 5% | 23.51 | FERROMO IRON RGT 1 PWD PLW PK/25 | Hach
2543866 | 23.99 | 5% | 22.79 | FERROMO IRON RGT 2 PWD PLW PK/50 | Hach
2544800 | 139 | 5% | 132.05 | REAGENT SET, FERROMO | Hach
2545049 | 23.49 | 5% | 22.32 | SODIUM HYDROXIDE SOLN, 10N 500ML | Hach
2546100 | 159 | 3% | 154.23 | FILTER PAPER, PREWEIGHED PK/100 | Hach
2546110 | 170 | 3% | 164.9 | FILTER, 42.5MM, PREWEIGHED PK/100 | Hach
2546120 | 163 | 3% | 158.11 | FILTER, 55MM, PREWEIGHED PK/100 | Hach
2546130 | 186 | 3% | 180.42 | FILTER, 76MM, PREWEIGHED PK/100 | Hach
2546140 | 208 | 3% | 201.76 | FILTER, 90MM, PREWEIGHED PK/100 | Hach
2546150 | 227 | 3% | 220.19 | FILTER, 110MM, PREWEIGHED PK/100 | Hach
2546200 | 345 | 3% | 334.65 | FILTER, 47MM, PREWEIGHED PK/400 | Hach
2546235 | 462 | 3% | 448.14 | FILTER, 70MM, PREWEIGHED PK/400 | Hach
2546240 | 541 | 3% | 524.77 | FILTER, 90MM, PREWEIGHED PK/400 | Hach
2546250 | 606 | 3% | 587.82 | FILTER, 110MM, PREWEIGHED PK/400 | Hach
2546259 | 108 | 3% | 104.76 | FILTER PAPER, 18.5CM DIA PK/100 | Hach
2546902 | 14.85 | 5% | 14.11 | POT CL REF ELCTRLT GEL CRTG PK/2 | Hach
25492000 | 13.49 | 3% | 13.09 | U.S. DETACHED POWER CORD ONLY- USB | Hach
2550203 | 122 | 3% | 118.34 | APRON, LONG SLEEVE SIZE LARGE | Hach
2550501 | 21.99 | 3% | 21.33 | GLOVES, NITRILE SMALL PK/100 DISP | Hach
2550502 | 21.99 | 3% | 21.33 | GLOVES, NITRILE MEDIUM PK/100 DISP | Hach
2550503 | 21.99 | 3% | 21.33 | GLOVES, NITRILE LARGE PK/100 DISP | Hach
2550504 | 21.99 | 3% | 21.33 | GLOVES, NITRILE X-LRG PK/100 DISP | Hach
2550700 | 9.29 | 3% | 9.01 | GOGGLES, SAFETY VENTED | Hach
2550800 | 43.15 | 3% | 41.86 | RESPIRATOR, DISPOSABLE PK/20 | Hach
2551400 | 58.49 | 3% | 56.74 | FILTER, GLASS FBR 47MM A/E PK/100 | Hach
2551450 | 24.69 | 3% | 23.95 | FILTER, GLASS FBR 21MM A/E PK/100 | Hach
2551451 | 25.95 | 3% | 25.17 | FILTER, GLASS FBR 24MM A/E PK/100 | Hach
2551452 | 27.15 | 3% | 26.34 | FILTER, GLASS FBR 25MM A/E PK/100 | Hach
2551454 | 35.35 | 3% | 34.29 | FILTER, GLASS FBR 37MM A/E PK/100 | Hach
2551455 | 43.39 | 3% | 42.09 | FILTER. GLASS FBR 42.5MM A/E PK/100 | Hach
2551456 | 48.59 | 3% | 47.13 | FILTER, GLASS FBR 47MM A/E PK/100 | Hach
2551457 | 63.85 | 3% | 61.93 | FILTER, GLASS FBR 55MM A/E PK/100 | Hach
2551458 | 74.49 | 3% | 72.26 | FILTER, GLASS FBR 70MM A/E PK/100 | Hach
2551459 | 74.49 | 3% | 72.26 | FILTER, GLASS FBR 90MM A/E PK/100 | Hach
2551460 | 108 | 3% | 104.76 | FILTER, GLASS FBR 102MM A/E PK/100 | Hach
2551461 | 121 | 3% | 117.37 | FILTER, GLASS FBR 110MM A/E PK/100 | Hach
2551462 | 158 | 3% | 153.26 | FILTER, GLASS FBR 125MM A/E PK/100 | Hach
2551463 | 195 | 3% | 189.15 | FILTER, GLASS FBR 150MM A/E PK/100 | Hach
2551500 | 1039 | 3% | 1007.83 | THERMOMETER, NIST CERTIFIED | Hach
2551600 | 92.55 | 3% | 89.77 | FILTER, GLASS FBR 21MM 1.1UM PK/100 | Hach
2551800 | 37.25 | 3% | 36.13 | RACK, BOTTLE 15 COMPARTMENTS | Hach
2551801 | 42.75 | 3% | 41.47 | RACK, BOTTLE 20 COMPARTMENTS | Hach
2551910 | 92.05 | 3% | 89.29 | DISH, ALUMINUM 90MM PK/50 | Hach
2552114 | 183 | 3% | 177.51 | SAMPLE CONTAINER, 45ML PK/600 | Hach
2552200 | 2.55 | 3% | 2.47 | SAMPLE CONTAINER, 120ML HIGH PF | Hach
2552212 | 102 | 3% | 98.94 | SAMPLE CONTAINER,120ML HP PK/250 | Hach
2552411 | 77.25 | 3% | 74.93 | SAMPLE CONTAINER, 240ML PK/140 | Hach
2552511 | 70.89 | 3% | 68.76 | SAMPLE CONTAINER, 300ML PK/100 | Hach
25532 | 15.85 | 5% | 15.06 | BROMTHYMOL BLUE, 100ML MDB | Hach
2553500 | 97.39 | 5% | 92.52 | REAGENT SET, SILICA ULR BULK RGTS | Hach
2554300 | 24.45 | 3% | 23.72 | SWABS, COTTON-TIP APPLCTR PK/100 | Hach
25549 | 31.75 | 5% | 30.16 | BROMTHYMOL BLUE IND SOLN, 500ML | Hach
2555925 | 175 | 5% | 166.25 | CADMIUM GRANULES, TREATED 50G | Hach
255600 | 102 | 5% | 96.9 | TEST KIT, IR-24 IRON FERROZINE | Hach
255600RGT | 42.1 | 5% | 40 | REAGENT SET, IR-24 TEST KIT (255600) | Hach
2556256 | 4.39 | 3% | 4.26 | BOTTLE, RND JUG HDPE 38-400 4L | Hach
2556900 | 51.15 | 5% | 48.59 | aa REAGENT SET, CHLORINE FREE CL17 | Hach
2556900C | 50.65 | 5% | 48.12 | REAGENT SET, CHLORINE FREE CL17, CHINA | Hach
2556906C | 304 | 5% | 288.8 | REAGENT SET, CHLORINE FREE CL17 CHINA PK/6 | Hach
2557000 | 53.75 | 5% | 51.06 | aa REAGENT SET, CHLORINE TOTAL CL17 | Hach
2557000I | 53.75 | 5% | 51.06 | KTO:REAGENT SET,CHLORINE TOTAL CL17, INTERNATIONAL | Hach
2557810 | 57.49 | 5% | 54.62 | NITRATE, 5.0MG/L 10ML AMP PK/16 | Hach
25585000 | 22 | 3% | 21.34 | Pipet Tip, for 2795100 Pipet, 1.0-5.0 mL, non-sterile, 49/pk | Hach
25587000 | 79.19 | 5% | 75.23 | 9610sc REAGENT 2 SILICA 2L MODIFIED | Hach
25588000 | 387 | 5% | 367.65 | KTO: 9610sc SILICA REAGENT SET MODIFIED | Polymetron
25588001 | 387 | 5% | 367.65 | KTO: 9610sc SILICA REAGENT SET MODIFIED, EU | Polymetron
2558996 | 77.65 | 3% | 75.32 | PIPET TIP, STERILE 1-10ML PK/50 | Hach
2559701 | 20.25 | 3% | 19.64 | TENSETTE NUMBER RING KIT 0-1 | Hach
2559710 | 20.25 | 3% | 19.64 | TENSETTE NUMBER RING KIT 1-10 | Hach
2559800 | 338 | 5% | 321.1 | TEST KIT, SURFACE WATER | Hach
2559800RGT | 287.1 | 5% | 272.75 | REAGENT SET, SURFACE WATER TEST KIT (2559800) | Hach
2559833 | 338 | 5% | 321.1 | TEST KIT, EDUC SURFACE WATER | Hach
2559833RGT | 287.1 | 5% | 272.75 | REAGENT SET, EDUC SURFACE WATER TEST KIT (2559833) | Hach
2559835RGT | 272.17 | 5% | 258.56 | REAGENT SET, CRAFT BREWING KIT (2559835) | Hach
2559836 | 26.45 | 3% | 25.66 | WATER: A COMPREHENSIVE GUIDE FOR BREWERS | Hach
256032 | 26.25 | 5% | 24.94 | TANNIVER 3 REAGENT, 100ML MDB | Hach
256049 | 83.59 | 5% | 79.41 | TANNIVER 3 REAGENT, 500ML | Hach
2560626 | 50.79 | 3% | 49.27 | NUTRIENT BROTH, DEHYDRATED 100G | Hach
2560766 | 42.39 | 3% | 41.12 | TOXTRAK REAGENT PWD PLW PK/50 | Hach
2560836 | 23.55 | 3% | 22.84 | TOXTRAK ACCELERATOR SOLN, 15ML | Hach
2560915 | 29.79 | 3% | 28.9 | A-1 MEDIUM MPN TUBES, PK/15 | Hach
2560915CP | 32.45 | 3% | 31.48 | KTO: A-1 MEDIUM MPN TUBES, PK/15, COLDPACK | Hach
2561106CP | 57.49 | 3% | 55.77 | KTO: M-TEC AGAR, 14ML TUBE PK/6, COLDPACK | Hach
256200 | 175 | 5% | 166.25 | TEST KIT, IR-23 IRON 0-7 PH4-10 | Hach
25620000 | 89.95 | 3% | 87.25 | INCUBATOR BLOCK, DRY BATH 8 X 20MM DIA. | Hach
2563000 | 49.15 | 5% | 46.69 | REAGENT SET, ULTRA LOW CHLORINE | Hach
2563137 | 414 | 3% | 401.58 | DISPENSER, DIGITAL 1.0-5.0 ML | Hach
2563140 | 525 | 3% | 509.25 | DISPENSER, DIGITAL 1.0-10.0 ML | Hach
2564000 | 16.39 | 3% | 15.9 | AMPULE BREAKER, P/A | Hach
2564325 | 267 | 3% | 258.99 | TRYPTIC SOY BROTH, 100ML PK/25 | Hach
2565025 | 42.65 | 5% | 40.52 | COD DIGEST VIAL, COD2 LR PK/25 | Hach
2565115 | 235 | 5% | 223.25 | COD DIGEST VIAL, COD2 HR PK/150 | Hach
2565125 | 42.65 | 5% | 40.52 | COD DIGEST VIAL, COD2 HR PK/25 | Hach
2565926 | 36.39 | 3% | 35.3 | TRYPTIC SOY AGAR, DHYD 100G | Hach
2567620 | 123 | 3% | 119.31 | FILTER & BARREL ASSEMBLY PK/20 | Hach
2567729 | 31.95 | 5% | 30.35 | SOIL EXTRACTANT, 200ML | Hach
2568500 | 40.85 | 3% | 39.62 | COOLER, 10 QT. | Hach
2568600 | 5.95 | 5% | 5.65 | GEL REFRIGERANT PACK | Hach
2568700 | 126 | 3% | 122.22 | SAMPLE TRANSPORTATION KIT | Hach
2568905 | 77.25 | 3% | 74.93 | PIPET, WIRETROL 50-100UL PK/250 | Hach
2569100 | 98.95 | 3% | 95.98 | FILTER, GLASS FBR 110MM PK/100 | Hach
2569320 | 8.39 | 3% | 8.14 | SPATULA, DISPOSABLE PK/20 | Hach
256949 | 23.99 | 5% | 22.79 | PHOSPHATE STD SOLN, 1MG/L 500ML | Hach
2569600 | 2358 | 5% | 2240.1 | KTO: MEL P/A SAFE DRINKING WATER LAB | Hach
2569600APR | 2396.1 | 5% | 2276.3 | CASE/APP MEL P/A SAFE DRINKING WATER LAB | Hach
2569600RGT | 114.44 | 5% | 108.72 | REAGENT SET, MEL P/A SAFE DRINKING WATER LAB (2569600) | Hach
2569688 | 96 | 3% | 93.12 | MANUAL, MEL P/A | Hach
2569693 | 17.95 | 3% | 17.41 | PROCEDURES, MEL P/A, SPANISH | Hach
2569694 | 11.55 | 3% | 11.2 | PROCEDURES, MEL P/A, FRENCH | Hach
2569695 | 11.55 | 3% | 11.2 | PROCEDURES, MEL P/A, GERMAN | Hach
2569700 | 4124 | 5% | 3917.8 | MEL/MF LAB | Hach
2569800 | 2219 | 5% | 2108.05 | MEL/MPN LAB | Hach
2569889 | 3.25 | 3% | 3.15 | PACKAGING GUIDE, MEL/MPN, ENG | Hach
2569893 | 3.25 | 3% | 3.15 | PACKAGING GUIDE, MEL/MPN,SPANISH | Hach
2569894 | 1.49 | 3% | 1.45 | PACKAGING GUIDE, MEL/MPN, FRENCH | Hach
2569895 | 1.49 | 3% | 1.45 | PACKAGING GUIDE, MEL/MPN, GERMAN | Hach
2569900 | 1185 | 3% | 1149.45 | INCUBATOR, PORTABLE 12VDC | Hach
2569922 | 25.15 | 3% | 24.4 | PROCEDURES, MEL/MF & MEL/MPN | Hach
2569988 | 86.05 | 3% | 83.47 | MANUAL, MEL/P-A, MEL/MF & MEL/MPN | Hach
2569993 | 19.19 | 3% | 18.61 | PROCEDURES, MEL/MF&MPN, SPANISH | Hach
2569994 | 11.55 | 3% | 11.2 | PROCEDURES, MEL/MF&MPN, FRENCH | Hach
2569995 | 11.55 | 3% | 11.2 | PROCEDURES,MEL.MF&MPN,GERMAN | Hach
2570100 | 204 | 3% | 197.88 | BATTERY, RECHARGEABLE 12V 2.0AH | Hach
2571432 | 35 | 5% | 33.25 | Creatine monohydrate, 99%, 100 g | Hach
257201 | 9.25 | 3% | 8.97 | COTTON BALLS, ABSORBENT PK/100 | Hach
25732 | 20.29 | 5% | 19.28 | THYMOL BLUE IND SOLN, 100ML MDB | Hach
2575010 | 205 | 3% | 198.85 | PUMP, SUBMERSIBLE SMALL | Hach
257849 | 23.99 | 5% | 22.79 | SULFATE STD SOLN, 50MG/L 500ML | Hach
257924 | 94.19 | 5% | 89.48 | N-SERVE*, TCMP 25G | Hach
2580100 | 924 | 3% | 896.28 | KTO: MF APPARATUS REPLACEMENT SET | Hach
2580200 | 68.05 | 3% | 66.01 | KTO: MEL/MPN Consumables Set | Hach
2580500 | 17.75 | 3% | 17.22 | RACK, P/A BOTTLE | Hach
2580501 | 17.65 | 3% | 17.12 | RACK, MPN TUBES | Hach
2580502 | 17.65 | 3% | 17.12 | RACK, MF PLATES & GEN PURPOSE | Hach
2580600 | 296 | 5% | 281.2 | TEST KIT, CDS-DT CHLORIDE | Hach
2580600RGT | 87.55 | 5% | 83.17 | REAGENT SET, CDS-DT TEST KIT (2580600) | Hach
2581400 | 82.55 | 5% | 78.42 | REAGENT SET, SILICA ULR AMPULED RGT | Hach
2581802 | 6.89 | 3% | 6.68 | CAPS, FLIP SPOUT PK/2 | Hach
2584202 | 67.75 | 5% | 64.36 | FORMAZIN STD, 7500NTU AMPULE PKG | Hach
2584249 | 28.55 | 5% | 27.12 | nn FORMAZIN STD, 7500NTU 500ML | Hach
2584335 | 4.09 | 3% | 3.97 | FUNNEL, MICRO PP 35MM TOP ID | Hach
2585220 | 27.95 | 3% | 27.11 | CAP, CENTRIFUGE TUBE 16MM PK/20 | Hach
2585300 | 70.89 | 3% | 68.76 | MAGNIFIER, ILLUMINATED 10X | Hach
2585400 | 18.15 | 3% | 17.61 | MAGNIFIER, ILLUMINATED 5X | Hach
2586100 | 20.75 | 3% | 20.13 | SYRINGE, 140CC LUER TIP | Hach
2586101 | 42.35 | 3% | 41.08 | SYRINGE, 140CC LUER TIP CLEANED | Hach
2586120 | 127 | 3% | 123.19 | CAP, CENTRIFUGE TUBE, PTFE, FOR 50ML, PK/144 | Hach
2586125 | 300 | 3% | 291 | KTO: CENTRIFUGE TUBES, DISPOSABLE GLASS, 50 ML WITH CAPS PK/144 | Hach
2586201 | 1372 | 3% | 1330.84 | MILLIPORE EZ FIT MANIFOLD | Hach
2586300 | 282 | 3% | 273.54 | FUNNEL, PUSH FIT STERILE PK/150 | Hach
2586400 | 1657 | 3% | 1607.29 | KTO: MEL FIELD FILTRATION KIT, COLIFORM & E. COLI | Hach
2586400RGT | 186.78 | 3% | 181.18 | RGT SET, MEL FIELD FILT KIT, COLIFORM & E. COLI (2586400) | Hach
2587200 | 330 | 5% | 313.5 | TEST KIT, GT-1 GLUTARALDEHYDE | Hach
2587200RGT | 220.5 | 5% | 209.48 | REAGENT SET, GT-1 TEST KIT (2587200) | Hach
2587300 | 19.69 | 3% | 19.1 | RACK, TEST TUBE GRIP STYLE PP | Hach
2589000 | 248 | 5% | 235.6 | GELEX SEC TURB STD SET, 2100N | Hach
258901 | 85.69 | 5% | 81.41 | FLUORIDE ADJ BUFFER 454G | Hach
2589100 | 60.35 | 5% | 57.33 | GELEX SEC TURB STD, STRAY LIGHT | Hach
2589101 | 61.35 | 5% | 58.28 | GELEX SEC TURB STD, 0-2NTU | Hach
2589102 | 60.35 | 5% | 57.33 | GELEX SEC TURB STD, 0-20NTU | Hach
2589103 | 60.35 | 5% | 57.33 | GELEX SEC TURB STD 0-200NTU | Hach
2589104 | 60.35 | 5% | 57.33 | GELEX SEC TURB STD, 200-4000NTU | Hach
2589105 | 60.35 | 5% | 57.33 | GELEX SEC TURB STD, 4000-10,000 | Hach
2589200 | 295 | 5% | 280.25 | GELEX SEC TURB STD SET, 2100AN | Hach
2589549 | 731 | 5% | 694.45 | CHLOROPHOSPHONAZO IND SOLN 500ML | Hach
2589599 | 223 | 5% | 211.85 | CHLOROPHOSPHONAZO SOLN PLWS PK/100 | Hach
2589636 | 18.35 | 5% | 17.43 | CDTA SOLUTION, 10ML SCDB | Hach
258999 | 55 | 5% | 52.25 | FLUORIDE ADJ 25ML PWD PW PK/100 | Hach
2590100 | 369 | 3% | 357.93 | KTO: RGT SET, MEL/850 100 INORG TEST | Hach
2590401 | 37.89 | 3% | 36.75 | GLOVES, LATEX SMALL PK/100 | Hach
2590402 | 37.89 | 3% | 36.75 | GLOVES, LATEX MEDIUM PK/100 | Hach
2590403 | 37.89 | 3% | 36.75 | GLOVES, LATEX LARGE PK/100 | Hach
2592920 | 212 | 3% | 205.64 | SOIL SAMPLE CONTAINER PK/20 | Hach
259342 | 34.15 | 5% | 32.44 | COPPER STD SOLN, 1000MG/L 100ML | Hach
2594025 | 29.79 | 3% | 28.9 | FILTER, VERSAPOR 3UM 25MM PK/25 | Hach
2594642 | 9.29 | 5% | 8.83 | WATER, ULTRA PURE 100ML | Hach
2594649 | 40.09 | 5% | 38.09 | WATER, ULTRA PURE 500ML | Hach
2595600 | 157 | 5% | 149.15 | APPARATUS SET, ULTRA LR CHLORINE | Hach
2595802 | 14.85 | 5% | 14.11 | AMMONIUM CHLORIDE GEL CRTG, PK/2 | Hach
259600 | 16.65 | 3% | 16.15 | GLASS BEADS, FOR DO PK/100 | Hach
2597102 | 14.85 | 3% | 14.4 | AMMONIUM SULFATE GEL CRTG, PK/2 | Hach
2597200 | 139 | 3% | 134.83 | aa REAGENT SET, TOXTRAK KIT | Hach
2597800 | 242 | 3% | 234.74 | aa KTO: CULTURE SET, TOXTRAK KIT | Hach
2598500 | 97.39 | 3% | 94.47 | CARTRIDGE, PRETREATMENT DI FEED | Hach
2598501 | 96.35 | 3% | 93.46 | CARTRIDGE, PRETREATMENT DSTL/RO | Hach
2598502 | 121 | 3% | 117.37 | CARTRIDGE, HIGH PURITY LOW TOC | Hach
2598503 | 97.39 | 3% | 94.47 | CARTRIDGE, ULTRAPURE | Hach
2598505 | 80.45 | 3% | 78.04 | FILTER, FINAL 0.2 MICRON | Hach
2599506 | 21.39 | 3% | 20.75 | TUBE, VIEW 5-10-15ML NOLOGO PK/6 | Hach
2599734 | 564 | 3% | 547.08 | SYRINGE FILTER, 25MM 1.2UM GLASS MICROFIBER FILTER | Hach
2599738 | 564 | 3% | 547.08 | SYRINGE FILTERS, 25MM 1.5U 934-AH | Hach
2599803 | 63.79 | 5% | 60.6 | aa MOLYBDATE RGT SOLN, 2.9L FOR LR | Hach
2599849 | 25.45 | 5% | 24.18 | MOLYBDATE RGT SOLN, 500ML | Hach
2599903 | 71.95 | 5% | 68.35 | ASCORBIC ACID RGT DILUTION SOLN, | Hach
2599949 | 25.55 | 5% | 24.27 | ASCORBIC ACID DILUTN SOLN, 450ML | Hach
25M1A1001-115 | 59.35 | 5% | 56.38 | PH7.0 BUFFER, STD CELL 500ML | Hach
25M1A1001-123 | 232 | 5% | 220.4 | PH7.0 BUFFER, STD CELL 3.5L | Hach
25M1A1014-123 | 141 | 5% | 133.95 | PH4.0 BUFFER, 3.5L CALIB SOLN | Hach
25M1A1016-123 | 141 | 5% | 133.95 | PH7.0 BUFFER, 3.5L CALIB SOLN | Hach
25M1A1017-123 | 136 | 5% | 129.2 | PH10.0 BUFFER, 3.5L CALIB SOLN | Hach
25M1A1025-115 | 67.65 | 5% | 64.27 | EQUITRANSFERRANT PH7 BUFFER, 500ML | Hach
25M1A1025-123 | 233 | 5% | 221.35 | EQUITRANSFERRANT PH7 BUFFER, 3.5L | Polymetron
25M2A1001-115 | 59.35 | 5% | 56.38 | 200MV ORP SOLN, 500ML | Hach
25M2A1001-119 | 67.65 | 5% | 64.27 | 200MV ORP SOLN, 1L | Hach
25M2A1001-123 | 181 | 5% | 171.95 | 200MV ORP SOLN, 3.5L | Hach
25M2A1002-115 | 59.35 | 5% | 56.38 | 600MV ORP SOLN, 500ML | Hach
25M2A1002-119 | 67.65 | 5% | 64.27 | 600MV ORP SOLN, 1L | Hach
25M2A1002-123 | 181 | 5% | 171.95 | 600MV ORP SOLN, 3.5L | Hach
25M3A2000-119 | 121 | 5% | 114.95 | aa COND SOLN, 100-1000US/CM 1L | GLI
25M3A2050-119 | 132 | 5% | 125.4 | aa COND SOLN, 1000-2000US/CM 1L | GLI
25M3A2100-119 | 140 | 5% | 133 | aa COND SOLN, 2000-150,000US/CM 1L | GLI
25M3A2200-119 | 176 | 5% | 167.2 | aa COND SOLN 200,000-300,000US/CM 1L | GLI
25M3A2300-119 | 201 | 5% | 190.95 | aa COND SOLN 300,000-800,000US/CM 1L | GLI
25M7A1002-105 | 84.09 | 5% | 79.89 | ELECTROLYTE FOR 5440D, 60ML | GLI
25M8A1002-101 | 59.35 | 5% | 56.38 | PROPRIETARY GEL, 2 GRAMS GLI | Hach
25M8A1002-106 | 132 | 5% | 125.4 | CHEM.PROPRIETARY GEL, 25 | Hach
25M8A1002-107 | 178 | 5% | 169.1 | CHEM.PROPRIETARY GEL, 30 | Hach
25M9A1001-115 | 24.45 | 5% | 23.23 | GLASS ELTRD.CLEANING SOLN, 500ML | Hach
25M9A1004-107 | 82.09 | 5% | 77.99 | CLEANING SOLN FOR 5440D, 60ML | Hach
2600-0252-001 | 1640 | 3% | 1590.8 | nn FLEXY EWON UNIT, FOR REMOTE ACCESS | Hach
2600103 | 24.15 | 5% | 22.94 | aa WATER, ZERO STD 2.9L F/LR PHOS | Hach
2600303 | 97.89 | 5% | 93 | aa KTO: ASCORBIC ACID RGT PKG | Hach
2600800 | 2.55 | 3% | 2.47 | SPATULA, STERILE SAMPLER 6 INCH | Hach
2600900 | 2.75 | 3% | 2.67 | SCOOP, STERILE SAMPLER 60ML | Hach
2601300 | 24.45 | 5% | 23.23 | PH TEST STRIP, 0-14 PH PK/100 | Hach
2602853 | 96.35 | 5% | 91.53 | STD COLOR SOLN 15 UNITS, 1000ML | Hach
2603100 | 239 | 5% | 227.05 | RGT SET, ULR HARDNESS TOTAL | Hach
2603101 | 716 | 5% | 680.2 | REAGENT SET, ULR HARDNESS BULK | Hach
2603300 | 201 | 5% | 190.95 | REAGENT SET, COPPER 10ML | Hach
2603449 | 56.85 | 5% | 54.01 | COPPER MASKING RGT PP PK/100 | Hach
2603549 | 58.95 | 5% | 56 | PORPHYRIN 1 RGT PP 10ML PK/100 | Hach
2603649 | 62.15 | 5% | 59.04 | PORPHYRIN 2 RGT PP 10ML PK/100 | Hach
2603700 | 142 | 5% | 134.9 | REAGENT SET, ALUMINUM ECR 10ML | Hach
2603849 | 67.35 | 5% | 63.98 | ECR REAGENT PWD PLW 20ML PK/100 | Hach
2603999 | 65.25 | 5% | 61.99 | HEXAMETHYLENETETRAMINE PK/100 | Hach
2604100 | 98.99 | 5% | 94.04 | REAGENT SET, MOLYBDENUM 10ML | Hach
2604299 | 34.39 | 5% | 32.67 | MOLYVER 1 RGT PP 10ML PK/100 | Hach
2604399 | 34.39 | 5% | 32.67 | MOLYVER 2 RGT PP 10ML PK/100 | Hach
2604499 | 34.39 | 5% | 32.67 | MOLYVER 3 RGT PP 10ML PK/100 | Hach
2604545 | 106 | 5% | 100.7 | RGT SET, TNT AMVER LR | Hach
2604945 | 105 | 5% | 99.75 | RGT SET, TNT TIN PRETREATMENT | Hach
2605150 | 64.85 | 5% | 61.61 | TOT INORG NITROGEN REDUCT AMP PK/50 | Hach
2605345 | 79.75 | 5% | 75.76 | RGT SET, TNT NITRAVER X 50 TESTS | Hach
2605546 | 29.69 | 5% | 28.21 | NITRAVER X REAGENT B PP PK/50 | Hach
2605620 | 63.55 | 5% | 60.37 | CHROMIUM 6, 5.0MG/L 2ML PK/20 | Hach
2605820 | 56.09 | 5% | 53.29 | MANGANESE, 10MG/L 2ML AMP PK/20 | Hach
2606945 | 95.69 | 5% | 90.91 | RGT SET, TNT AMVER HR 50 TESTS | Hach
2608345 | 59.55 | 5% | 56.57 | RGT SET, TNT NITRIVER 3 PK/50 | Hach
2608420 | 52.15 | 3% | 50.59 | M-COLIBLUE24 AMP, PK/20 GLASS | Hach
2608420CP | 53.95 | 3% | 52.33 | KTO: M-COLIBLUE24 AMP, PK/20 GLASS, COLDPACK | Hach
2608442 | 60.65 | 3% | 58.83 | M-COLIBLUE24 BROTH, 100ML | Hach
2608442CP | 64.89 | 3% | 62.94 | KTO: M-COLIBLUE24 BROTH, 100ML, COLDPACK | Hach
2608450 | 120 | 3% | 116.4 | M-COLIBLUE24 PLASTIC AMPULES PK/50 | Hach
2608450CP | 123 | 3% | 119.31 | KTO: M-COLIBLUE24 PLASTIC AMPULES PK/50, COLDPACK | Hach
2608600 | 185 | 5% | 175.75 | KTO: RGT SET, COLORIMETRIC TKN*AF | Hach
2608799 | 34.09 | 5% | 32.39 | TPTZ IRON RGT PP 10ML PK/100 | Hach
2610696 | 58.49 | 3% | 56.74 | PATHOSCREEN PWD PLW, 100ML PK/50 | Hach
2610796 | 37.25 | 3% | 36.13 | PATHOSCREEN PP 20ML PK/100 | Hach
2610810 | 44.65 | 3% | 43.31 | PADDLE TSTR,TOT BAC/YEAST/MOLD PK/10 | Hach
2610810CP | 47.99 | 3% | 46.55 | KTO: PADDLE TSTR, TOT BAC/YEAST/MOLD PK/10, CP | Hach
2610910 | 44.65 | 3% | 43.31 | PADDLE TSTR,TOT BACT/TOT COLIF PK/10 | Hach
2610910CP | 47.99 | 3% | 46.55 | KTO: PADDLE TSTR,TOT BACT/TOT COLIF PK/10, CP | Hach
2612520 | 119 | 5% | 113.05 | ORP STANDARD, 20ML AMPULE PK/20 | Hach
2612602 | 183 | 3% | 177.51 | SAMPLE CELL, W/STOPPER MATCHED PAIR | Hach
2612846 | 9.39 | 3% | 9.11 | PITCHER, GRDTD TALL FORM 250ML | Hach
2612849 | 9.69 | 3% | 9.4 | PITCHER, GRDTD TALL FORM 500ML | Hach
2612853 | 10.25 | 3% | 9.94 | PITCHER, GRDTD TALL FORM 1000ML | Hach
2612854 | 10.99 | 3% | 10.66 | PITCHER, GRDTD TALL FORM 2000ML | Hach
2612953 | 24.69 | 3% | 23.95 | CYLINDER, GRDTD W/HANDLE 1000ML | Hach
2612954 | 46.55 | 3% | 45.15 | CYLINDER, GRDTD W/HANDLE 2000ML | Hach
2613049 | 33.15 | 3% | 32.16 | BOTTLE, WASH SAFETY ASSORT 500ML | Hach
2613212 | 19.79 | 3% | 19.2 | MARKER, BLACK TIP F/COLONY CNTR | Hach
2615199 | 28.69 | 5% | 27.26 | PHTHALATE-PHOSPHATE PP, PK/100 | Hach
2615436 | 12.99 | 5% | 12.34 | CDTA SOLUTION, 0.4M 15ML SCDB | Hach
2615500 | 2439 | 3% | 2365.83 | OVEN, GRAVITY AIR FLOW 110V | Hach
2615503 | 2439 | 3% | 2365.83 | OVEN, GRAVITY AIR FLOW 230V | Hach
2615714 | 31 | 3% | 30.07 | ELECTRODE HOLDER, F/FLEX LAB ARM | Hach
2615800 | 201 | 3% | 194.97 | HANDBOOK, WASTEWATER ORGANISMS | Hach
2615900 | 4497 | 3% | 4362.09 | STILL, WATER AUTO 2L/HR 120V | Hach
2615902 | 4657 | 3% | 4517.29 | STILL, WATER AUTO 2L/HR 220V | Hach
2616100 | 465 | 3% | 451.05 | BLENDER, 1.2 LITER 2 SPEED 120V | Hach
2616102 | 697 | 3% | 676.09 | BLENDER, 1.2 LITER 2 SPEED 240V | Hach
2616105 | 232 | 3% | 225.04 | BLENDER CONTAINER, STAINLESS | Hach
2616202 | 3171 | 3% | 3075.87 | INCUBATOR, BOD MODEL 205 240V | Hach
2616300 | 2805 | 3% | 2720.85 | WATER BATH, CIRCULATING 22L 110V | Hach
2616302 | 2629 | 3% | 2550.13 | WATER BATH, CIRCULATING 22L 220V | Hach
2617501 | 63.15 | 5% | 59.99 | POTASSIUM PERSULFATE, ACS 454G | Hach
2617600 | 3007 | 3% | 2916.79 | WEIGHT SET, 100G X 1MG TROEMNER | Hach
2617614 | 136 | 3% | 131.92 | WEIGHT, BALANCE 100GM ASTM CL 1 | Hach
2617620 | 198 | 3% | 192.06 | 100g, SS, CALIBRATION WEIGHT | Hach
2617630 | 221 | 3% | 214.37 | 200g, SS, CALIBRATION WEIGHT | Hach
2617640 | 276 | 3% | 267.72 | 500g, SS, CALIBRATION WEIGHT | Hach
2617700 | 39.99 | 3% | 38.79 | HAND SOAP, ANTIBACTERIAL 32OZ | Hach
2617800 | 170 | 3% | 164.9 | HANDBOOK, MICROBIOL OF WELL BIOFOUL | Hach
2618100 | 185 | 3% | 179.45 | DESSICATOR CABINET, NON-VACUUM | Hach
2618800 | 192 | 3% | 186.24 | FILTER, MEMB 0.2UM 47MM PK/200 | Hach
2618901 | 139 | 3% | 134.83 | FILTER, MEMB 0.45UM 47MM PK/100 | Hach
2619000 | 246 | 3% | 238.62 | FILTER FUNNEL, MICRO .45UM PK/50 | Hach
2619101 | 1135 | 3% | 1100.95 | KTO: MEL/m-CB24 REPL MEDIA SET | Hach
2619200 | 2695 | 3% | 2614.15 | INCUBATOR, CULT LOW PROFILE 110V | Hach
2619202 | 2594 | 3% | 2516.18 | INCUBATOR, CULT LOW PROFILE 230V | Hach
2619309 | 126 | 3% | 122.22 | BART TESTER, DN PK/9 | Hach
2619407 | 126 | 3% | 122.22 | BART TESTER, N PK/7 | Hach
2619510 | 44.65 | 3% | 43.31 | PADDLE TESTER, DISINFECTION | Hach
2619793 | 19.2 | 3% | 18.62 | MANUAL, BODTRAK SPANISH | Hach
2620000 | 250 | 5% | 237.5 | GELEX SEC TURB STD SET, 2100NIS | Hach
2620532 | 12.99 | 5% | 12.34 | SULFURIC ACID STD, 0.030N 100ML | Hach
2620553 | 19.15 | 5% | 18.19 | SULFURIC ACID STD, 0.030N 1000ML | Hach
2621500 | 264 | 3% | 256.08 | GABLE COVER, WATERBATH 26PC | Hach
2622500 | 91.05 | 3% | 88.32 | OXIDASE REAGENT, 0.5ML PK/50 | Hach
2623415 | 250 | 5% | 237.5 | COD VIALS, MANGANESE III PK/150 | Hach
2623425 | 44.99 | 5% | 42.74 | COD VIALS, MANGANESE III PK/25 | Hach
2624401 | 559 | 3% | 542.23 | SAMPLE CELL, 100MM QUARTZ | Hach
2624410 | 202 | 3% | 195.94 | SAMPLE CELL, 10MM QUARTZ | Hach
2624450 | 351 | 3% | 340.47 | SAMPLE CELL, 50MM QUARTZ | Hach
2627788 | 93.65 | 3% | 90.84 | MANUAL, SENTRY SAMPLE SEQUENCER | Hach
2629201 | 262 | 3% | 254.14 | SAMPLE CELL, 100MM OPTICAL GLASS | Hach
2629250 | 155 | 3% | 150.35 | SAMPLE CELL, 50MM OPTICAL GLASS | Hach
2629500 | 52.9 | 3% | 51.31 | SAMPLE CELL, 10MM 1.5ML PK/100 | Hach
2630020 | 46.39 | 5% | 44.07 | CHLORINE, 25-30MG/L 2ML PK/20 | Hach
2630088 | 2.4 | 5% | 2.28 | INSTRUCTIONS, CHLORINE 25-30MG/L | Hach
2630200 | 22.55 | 3% | 21.87 | STOPWATCH, WATER RESISTANT 24HR | Hach
2630300 | 71.95 | 3% | 69.79 | TIMER, COUNT UP/DOWN 99MIN LCD | Hach
2630400 | 76.19 | 3% | 73.9 | TIMER, 5 CHANNEL 1SEC TO 100HRS | Hach
2630600 | 265 | 3% | 257.05 | THERMOMETER, DIGITAL CERTIFIED | Hach
2630601 | 104 | 3% | 100.88 | PROBE, SS 3-PURPOSE OPTION F/2630600 | Hach
2630614 | 139 | 3% | 134.83 | PROBE FOR ACORN TEMP 6 | Hach
2630620 | 510 | 3% | 494.7 | ACORN TEMP 6 METER & PROBE CERTIFIED | Hach
2630630 | 208 | 3% | 201.76 | ACORN TEMP 5 AND PROBE | Hach
2630632 | 57.15 | 3% | 55.44 | PROBE FOR ACORN TEMP 5 | Hach
2630640 | 397 | 3% | 385.09 | ACORN TEMP 5 AND PROBE CERTIFIED | Hach
2630650 | 262 | 3% | 254.14 | KTO: ACORN TEMP JKT & TYPE K PROBE | Hach
2630652 | 208 | 3% | 201.76 | ACORN TEMP JKT | Hach
2630654 | 55 | 3% | 53.35 | ACORN TYPE K PROBE FOR ACORN JKT | Hach
2630660 | 395 | 3% | 383.15 | ACORN TEMP JKT & K PROBE CERTIFIED | Hach
2631710 | 3268 | 3% | 3169.96 | LAB STIRRER, PROGRAMMABLE 6-PADDLE JAR TESTER 1L | Hach
2631720 | 3480 | 3% | 3375.6 | LAB STIRRER, PROGRAMMABLE 6-PADDLE JAR TESTER 2L | Hach
2631730 | 2856 | 3% | 2770.32 | LAB STIRRER, PROGRAMMABLE 4-PADDLE JAR TESTER 1L | Hach
2631740 | 3067 | 3% | 2974.99 | LAB STIRRER, PROGRAMMABLE 4-PADDLE JAR TESTER 2L | Hach
2634001 | 111 | 3% | 107.67 | SAMPLE VIAL, 120ML PK/200 THIO & TIE | Hach
2634002 | 111 | 3% | 107.67 | SAMPLE VIAL, 120ML PP PK/200 STERILE | Hach
2634700 | 179 | 3% | 173.63 | KIT, SOLENOID VALVE MAINTENANCE | Hach
2635300 | 164 | 5% | 155.8 | SPEC COLOR STD, DPD CHLORINE - LR | Hach
2635700 | 66.69 | 3% | 64.69 | THERMOMETER -10 TO 225 C 405MM | Hach
2635701 | 76.19 | 3% | 73.9 | THERMOMETER -10 TO 260 C 405MM | Hach
2635702 | 48.15 | 3% | 46.71 | THERMOMETER -20 TO 110 C 305MM | Hach
2635703 | 52.89 | 3% | 51.3 | THERMOMETER 0 TO 230 F 305MM | Hach
2635704 | 44.15 | 3% | 42.83 | THERMOMETER 0 TO 300 F 305MM | Hach
2636150 | 180 | 3% | 174.6 | PIPET, VOL CLASS A CERT 20ML PK/6 | Hach
2636166 | 99.49 | 3% | 96.51 | PIPET, VOL CLASS A CERT 2ML PK/6 | Hach
2636167 | 136 | 3% | 131.92 | PIPET, VOL CLASS A CERT 5ML PK/6 | Hach
2636168 | 145 | 3% | 140.65 | PIPET, VOL CLASS A CERT 10ML PK/6 | Hach
2636170 | 180 | 3% | 174.6 | PIPET, VOL CLASS A CERT 25ML PK/6 | Hach
2636171 | 272 | 3% | 263.84 | PIPET, VOL CLASS A CRT 50ML PK/6 | Hach
2636200 | 5162 | 3% | 5007.14 | LOW TEMPERATURE BOD INCUBATOR, SHELDON MODEL LI6P | Hach
2636202 | 5162 | 3% | 5007.14 | LOW TEMPERATURE BOD INCUBATOR, SHELDON MODEL LI6P-2 | Hach
2636238 | 93.15 | 3% | 90.36 | CYLINDER, GRAD CLASS A 10ML | Hach
2636240 | 102 | 3% | 98.94 | CYLINDER, GRAD CLASS A 25ML | Hach
2636241 | 88.89 | 3% | 86.22 | CYLINDER, GRAD CLASS A 50ML | Hach
2636242 | 95.25 | 3% | 92.39 | CYLINDER, GRAD CLASS A 100ML | Hach
2636246 | 108 | 3% | 104.76 | CYLINDER, GRAD CLASS A 250ML | Hach
2636249 | 121 | 3% | 117.37 | CYLINDER, GRAD CLASS A 500ML | Hach
2636253 | 157 | 3% | 152.29 | CYLINDER, GRAD CLASS A 1000ML | Hach
2636300 | 3670 | 3% | 3559.9 | HRI3P-HACH B.O.D. 120V INCUBATOR 4.65CFT PELTIER | Hach
2636302 | 3670 | 3% | 3559.9 | HRI3P-2 240V HACH B.O.D. INCUBATOR 4.65CFT PELTIER | Hach
2636338 | 85.69 | 3% | 83.12 | CYLINDER, GRAD MIX CLASS A 10ML | Hach
2636340 | 93.15 | 3% | 90.36 | CYLINDER, GRAD MIX CLASS A 25ML | Hach
2636341 | 96.35 | 3% | 93.46 | CYLINDER, GRAD MIX CLASS A 50ML | Hach
2636342 | 104 | 3% | 100.88 | CYLINDER, GRAD MIX CLASS A 100ML | Hach
2636349 | 168 | 3% | 162.96 | CYLINDER, GRAD MIX CLASS A 500ML | Hach
2636538 | 224 | 3% | 217.28 | BURET, CERT PTFE PLUG 10ML CLASS A | Hach
2636540 | 188 | 3% | 182.36 | BURET, CERT PTFE PLUG 25ML CLASS A | Hach
2636541 | 193 | 3% | 187.21 | BURET, CERT PTFE PLUG 50ML CLASS A | Hach
2636542 | 207 | 3% | 200.79 | BURET, CERT PTFE PLUG 100ML CLASS A | Hach
2636642 | 55 | 3% | 53.35 | FLASK, VOL CERT CLASS A 100ML | Hach
2636646 | 62.45 | 3% | 60.58 | FLASK, VOL CERT CLASS A 250ML | Hach
2636649 | 77.25 | 3% | 74.93 | FLASK, VOL CERT CLASS A 500ML | Hach
2636653 | 94.19 | 3% | 91.36 | FLASK, VOL CERT CLASS A 1000ML | Hach
2636654 | 119 | 3% | 115.43 | FLASK, VOL CERT CLASS A 2000ML | Hach
2640800 | 148 | 3% | 143.56 | FILTER, MEMB PLAIN 47MM PK/100 | Hach
2641549 | 51.15 | 5% | 48.59 | WATER, ORGANIC FREE 500ML | Hach
2642 | 295 | 3% | 286.15 | CONTROL PANEL COVER, 1600 SAMPLER | American Sigma
2651155 | 30.55 | 5% | 29.02 | AMINO ACID F RGT PWD, 55G | Hach
2651255 | 26.05 | 5% | 24.75 | ASCORBIC ACID PWD, 48G | Hach
2651600 | 149 | 5% | 141.55 | REAGENT SET, COBALT/NICKEL 10ML | Hach
2651700 | 54.75 | 5% | 52.01 | REAGENT SET, LR MANGANESE 10ML | Hach
2653199 | 47.05 | 5% | 44.7 | AMMONIA CYANURATE RGT PP PK/100 | Hach
2653299 | 73.75 | 5% | 70.06 | AMMONIA SALICYLATE PP PK/100 | Hach
2655200 | 37 | 3% | 35.89 | ADAPTER, 90 DEGREE W/HOSE ADPTR | Hach
2655342 | 39.49 | 3% | 38.31 | FLASK, ERLENMEYER 100ML | Hach
2655438 | 83.59 | 3% | 81.08 | DISTILLING RECIEVER, 10ML | Hach
2655500 | 118 | 3% | 114.46 | MERCURY VAPOR ABSORBER | Hach
2655510 | 276 | 3% | 267.72 | MERCURY ABSORBER COLUMN | Hach
2655800 | 12.49 | 3% | 12.12 | MERCURY SCRUBBER | Hach
2655900 | 41.59 | 3% | 40.34 | STOPPER, PENNY HEAD | Hach
2656200 | 44.85 | 3% | 43.5 | CLAMP, EXTENSION THERMOMETER | Hach
2656300 | 18.65 | 3% | 18.09 | RING, SUPPORT PLAIN 4.6"OD / 4.0"ID | Hach
2656600 | 107 | 3% | 103.79 | FILTER UNIT, ANAL 0.45UM PK/12 | Hach
2656822 | 6.35 | 3% | 6.16 | BOTTLE, B ROUND LDPE 59ML PK/6 | Hach
2657200 | 83 | 3% | 80.51 | SOIL SCOOP SET, PLASTIC 1,2,5,10 | Hach
2657201 | 21.5 | 3% | 20.86 | SOIL SCOOP, 1 GRAM, 0.85CC | Hach
2657202 | 21.5 | 3% | 20.86 | si SOIL SCOOP, 2 GRAM, 1.70CC | Hach
2657205 | 21.5 | 3% | 20.86 | SOIL SCOOP, 5 GRAM, 4.25CC | Hach
2657210 | 21.5 | 3% | 20.86 | SOIL SCOOP, 10 GRAM, 8.50CC | Hach
2657364 | 32.95 | 5% | 31.3 | PH STORAGE SOLN PP PK/20 | Hach
2657512 | 13.75 | 5% | 13.06 | PHENOL RED SPEC GRADE IND 50ML | Hach
2658300 | 185 | 5% | 175.75 | MERCURY RGT SET, COLD VAPOR EXT | Hach
2658448 | 20.39 | 5% | 19.37 | HGEX3 ALKALINE RGT PP PK/25 | Hach
2658548 | 15.45 | 5% | 14.68 | HGEX4 INDICATOR PP PK/25 | Hach
2658625 | 53 | 5% | 50.35 | Ammonium Iron(III) Citrate (Green), 50 g | Hach
2658636 | 18.55 | 5% | 17.62 | HGEX5 HYDROXIDE SOLN 10ML SCDB | Hach
2658748 | 18.95 | 5% | 18 | HGEX6 COMPLEXING RGT PP PK/25 | Hach
2658825 | 77.89 | 5% | 74 | HGEX RGT A 20 ML AMPULES PK/25 | Hach
2658949 | 46.19 | 5% | 43.88 | HGEX REAGENT B SOLN 500ML | Hach
2659059 | 17.05 | 5% | 16.2 | HGEX RGT C SOLN 55ML | Hach
2659105 | 239 | 5% | 227.05 | STABLCAL AMPULE KIT, 2100A | Hach
2659110 | 177 | 5% | 168.15 | STABLCAL CALIB SET, 2100A 100ML | Hach
2659400 | 268 | 5% | 254.6 | STABLCAL CALIB KIT, 2100P | Hach
2659405 | 167 | 5% | 158.65 | STABLCAL AMPULE KIT, 2100P | Hach
2659410 | 157 | 5% | 149.15 | STABLCAL CALIB SET, 2100P | Hach
2659500 | 393 | 5% | 373.35 | STABLCAL CALIB KIT, 2100AN & | Hach
2659505 | 275 | 5% | 261.25 | STABLCAL AMPULE KIT, 2100AN & | Hach
2659510 | 238 | 5% | 226.1 | STABLCAL CAL SET, 2100AN & AN IS | Hach
2659600 | 580 | 5% | 551 | STABLCAL CALIB SET, 1720 SERIES | Hach
2659742 | 27.05 | 5% | 25.7 | STABLCAL SOLN, <0.1 NTU 100ML | Hach
2659749 | 45.85 | 5% | 43.56 | STABLCAL SOLN, <0.1 NTU 500ML | Hach
2659753 | 65.39 | 5% | 62.12 | STABLCAL SOLN, <0.1 NTU 1000ML | Hach
2659802 | 45.29 | 5% | 43.03 | STABLCAL STD, 1.0 NTU AMPULE PKG | Hach
2659842 | 43.95 | 5% | 41.75 | STABLCAL STD, 1.0 NTU 100ML | Hach
2659849 | 78.35 | 5% | 74.43 | STABLCAL STD, 1.0 NTU 500ML | Hach
2659853 | 122 | 5% | 115.9 | STABLCAL STD, 1.0 NTU 1000ML | Hach
2659901 | 45.29 | 5% | 43.03 | STABLCAL STD AMPULE, 10 NTU | Hach
2659942 | 43.95 | 5% | 41.75 | STABLCAL STD, 10 NTU 100ML | Hach
2659949 | 78.35 | 5% | 74.43 | STABLCAL STD, 10 NTU 500ML | Hach
2660142 | 45.85 | 5% | 43.56 | STABLCAL STD, 20NTU 100ML | Hach
2660149 | 78.35 | 5% | 74.43 | STABLCAL STD, 20 NTU 500ML | Hach
2660153 | 133 | 5% | 126.35 | STABLCAL STD, 20 NTU 1000ML | Hach
2660242 | 45.85 | 5% | 43.56 | STABLCAL STD, 100 NTU 100ML | Hach
2660249 | 78.35 | 5% | 74.43 | STABLCAL STD, 100 NTU 500ML | Hach
2660442 | 45.85 | 5% | 43.56 | STABLCAL STD, 200NTU 100ML | Hach
2660449 | 78.35 | 5% | 74.43 | STABLCAL STD, 200 NTU 500ML | Hach
2660542 | 45.85 | 5% | 43.56 | STABLCAL STD, 800 NTU 100ML | Hach
2660549 | 78.35 | 5% | 74.43 | STABLCAL STD, 800 NTU 500ML | Hach
2660642 | 45.85 | 5% | 43.56 | STABLCAL STD, 1000 NTU 100ML | Hach
2660649 | 78.35 | 5% | 74.43 | STABLCAL STD, 1000 NTU 500ML | Hach
2661815 | 205 | 5% | 194.75 | KTO: CRTG, CHLORIDE REMOVAL PK/150 | Hach
2661825 | 34.59 | 5% | 32.86 | CRTG, CHLORIDE REMOVAL PK/25 | Hach
2662100 | 330 | 5% | 313.5 | STABLCAL CALIB KIT, 2100N | Hach
2662105 | 213 | 5% | 202.35 | STABLCAL AMPULE KIT, 2100N | Hach
2662110 | 203 | 5% | 192.85 | STABLCAL CAL SET, 2100N & N IS | Hach
2662200 | 500 | 3% | 485 | GAS WASHING BOTTLE, 1200ML | Hach
2662300 | 41.89 | 3% | 40.63 | STOPPER, F/GAS WASHING BOTTLE | Hach
2664842 | 99.49 | 5% | 94.52 | HEXADECANE, 99% 100ML | Hach
2664934 | 84.25 | 5% | 80.04 | oo STEARIC ACID, LAB GRADE 500GM | Hach
2664944 | 95 | 5% | 90.25 | STEARIC ACID, >98% 25 grams | Hach
2665034 | 308 | 5% | 292.6 | SILICA GEL, 100-200 MESH, 500GM | Hach
2665902 | 150 | 3% | 145.5 | SAMPLE CELL SET, 1" SQ DR4000 (2PK) | Hach
2665904 | 299 | 3% | 290.03 | SAMPLE CELL SET, 1" SQ DR4000 (4PK) | Hach
2665908 | 560 | 3% | 543.2 | SAMPLE CELL SET, 1" SQ DR4000 (8PK) | Hach
2667200 | 62.05 | 5% | 58.95 | TEST KIT, IR-18C FE2+ 0-10MGL | Hach
2667200RGT | 25.75 | 5% | 24.46 | REAGENT SET, IR-18C TEST KIT (2667200) | Hach
2668000 | 110 | 5% | 104.5 | REAGENT SET, NITROGEN AMMONIA | Hach
2669748 | 5.15 | 5% | 4.89 | IRON TEST RGT PK/25 | Hach
2670500 | 46.55 | 3% | 45.15 | GROUNDWATER SAMPLING CAPSULE | Hach
2670600 | 277 | 3% | 268.69 | FIELD PACK, FOR PORT UV LAMP | Hach
2670700 | 222 | 3% | 215.34 | PWR SUPPLY F/UV LAMPS 115V/60HZ | Hach
2670702 | 297 | 3% | 288.09 | PWR SUPPLY F/UV LAMPS 220V/50HZ | Hach
2671000 | 137 | 3% | 132.89 | UV LAMP, SHORTWAVE, PENCIL TYPE | Hach
2671745 | 129 | 5% | 122.55 | nn TNT, TN HYDROXIDE RGT PK/50 | Hach
2671846 | 15.35 | 5% | 14.58 | TN PERSULFATE PP PK/50 | Hach
2671946 | 15.35 | 5% | 14.58 | TN RGT A BISULFITE PP PK/50 | Hach
2672046 | 11.85 | 5% | 11.26 | TN RGT B INDICATOR PP PK/50 | Hach
2672145 | 69.15 | 5% | 65.69 | nn TNT, TN RGT C ACID SOLN 50 TESTS | Hach
2672245 | 142 | 5% | 134.9 | RGT SET, TNT LR TOTAL NITROGEN | Hach
2672629 | 33 | 5% | 31.35 | COD STANDARD SOLN, 800MG/L 200ML | Hach
2674400 | 1471 | 3% | 1426.87 | APPARATUS SET, COLD VAPR MERCURY | Hach
2674500 | 303 | 5% | 287.85 | RAPID SILVER VISUAL TEST KIT | Hach
2674500RGT | 78.05 | 5% | 74.15 | REAGENT SET, RAPID SILVER VISUAL TEST KIT (2674500) | Hach
2675069 | 80.05 | 5% | 76.05 | RAPID SILVER RGT PP, PK/100 | Hach
2676100 | 25.39 | 3% | 24.63 | THERMOMETER, POCKET -30 TO 120F | Hach
2676200 | 31.55 | 3% | 30.6 | THERMOMETER, POCKET 0 TO 220F | Hach
2676300 | 30.75 | 3% | 29.83 | THERMOMETER, POCKET -5 TO 45C | Hach
2676400 | 38.19 | 3% | 37.04 | THERMOMETER, POCKET -10 TO 110C | Hach
2676500 | 1158 | 3% | 1123.26 | CENTRIFUGE, 6 X 15ML 115VAC | Hach
2676502 | 1182 | 3% | 1146.54 | CENTRIFUGE, 6 X 15ML 220VAC | Hach
2676600 | 164 | 3% | 159.08 | FILTER, GLASS FBR 47MM PK/100 | Hach
2676700 | 45.55 | 3% | 44.18 | FILTER, EXTRA THICK, 25MM PK/100 | Hach
2676800 | 18.95 | 3% | 18.38 | PIPET FILLER, DROPPER SIZE PK/12 | Hach
2677406 | 13.35 | 3% | 12.95 | STOPPER, RUBBER 2 HOLE #6 PK/6 | Hach
2677800 | 57.15 | 3% | 55.44 | 13MM NITRO CELLULOSE FILTER | Hach
2677925 | 25.39 | 5% | 24.12 | ACCUVAC AMPULE, FOR BLANKS PK25 | Hach
2678500 | 101 | 5% | 95.95 | RGT SET, ULR SILICA RAPID LIQUID | Hach
2678600 | 71.59 | 5% | 68.01 | RGT SET, PHOSPHORUS RAPID LIQUID | Hach
2679200 | 2685 | 3% | 2604.45 | Orbital Shaker, 120 Vac | Hach
2679250 | 535 | 3% | 518.95 | SHAKER PLATFORM WITH 500 ML FLASK CLAMPS | Hach
2683318 | 278 | 3% | 269.66 | MEMBRANE, VENTING PTFE PK/18 | Hach
2683533 | 6.05 | 3% | 5.87 | BOTTLE, B ROUND LDPE 29ML PK/6 | Hach
2683706 | 4.09 | 3% | 3.97 | PLUG, DROPPER 20MM PK/6 | Hach
2683806 | 3.49 | 3% | 3.39 | CAP, NASAL 20MM WHITE PK/6 | Hach
2685300 | 3.85 | 3% | 3.73 | INSTRUCTIONS, SAFETY & DISPOSAL | Hach
2686100 | 162 | 3% | 157.14 | ENVIROCHECK FILTER F/CRYPTOSPORIDIUM | Hach
2686832 | 35.15 | 5% | 33.39 | SODIUM THIOSULFATE 2.12N 100ML | Hach
2686901 | 19.99 | 5% | 18.99 | SODIUM THIOSULFATE STD, 2.26N | Hach
2687000 | 107 | 5% | 101.65 | KTO: RGT SET, HR HYPOCHLORITE (BLEACH) | Hach
2687100 | 250 | 5% | 237.5 | HR HYPOCHLORITE (BLEACH) DT | Hach
2687100RGT | 136.27 | 5% | 129.46 | REAGENT SET, HR HYPOCHLORITE (BLEACH) DT (2687100) | Hach
2687200 | 106 | 5% | 100.7 | TEST KIT, HYPOCHLORITE HR (BLEACH) | Hach
2687200RGT | 99 | 5% | 94.05 | REAGENT SET, HYPOCHLORITE HR TEST KIT (2687200) | Hach
2689400 | 348 | 5% | 330.6 | RGT SET, CEL/820 WATER COND LAB | Hach
2689700 | 140 | 3% | 135.8 | APP SET, CEL BASIC DW LAB | Hach
2689800 | 721 | 5% | 684.95 | RGT SET, CEL BASIC DW LAB | Hach
2689900 | 223 | 3% | 216.31 | APP SET, CEL BASIC WASTE WTR | Hach
2690000 | 337 | 5% | 320.15 | RGT SET, CEL BASIC WASTE WTR | Hach
2690200 | 975 | 5% | 926.25 | REAGENT SET, CEL ADV DW | Hach
2690300 | 348 | 3% | 337.56 | APP SET, CEL ADV WASTE WTR | Hach
2690400 | 885 | 5% | 840.75 | RGT SET, CEL AD WASTE WTR | Hach
2690600 | 1123 | 5% | 1066.85 | RGT SET, CEL ADV PORT LAB | Hach
2690800 | 912 | 5% | 866.4 | RGT SET, CEL ENV WTR QUAL LAB | Hach
2690900 | 1578 | 5% | 1499.1 | RGT SET, CEL PROF WTR TRT | Hach
2691100 | 556 | 3% | 539.32 | RGT SET, MEL POTABLE WTR | Hach
2691200 | 425 | 5% | 403.75 | APPARATUS SET, MEL/850 | Hach
2691600 | 426 | 3% | 413.22 | APPARATUS SET, AQUACULTURE LAB | Hach
2691700 | 748 | 5% | 710.6 | RGT SET, CEL AQUACULTURE LAB | Hach
2692940 | 514 | 3% | 498.58 | CARRYING CASE, LAB STIRRER, 4-PADDLE JAR TESTER | Hach
2692960 | 609 | 3% | 590.73 | CARRYING CASE, LAB STIRRER, 6-PADDLE JAR TESTER | Hach
2694400 | 77.25 | 3% | 74.93 | HUMIDITY/TEMP MONITOR | Hach
2694500 | 42.85 | 3% | 41.56 | BAROMETER, 4" DIAL READS IN HPA | Hach
2695753 | 24.05 | 5% | 22.85 | APA RGT 2 HARDNESS BFR SOLN, 1L | Hach
2695853 | 66.15 | 5% | 62.84 | APA RGT 1 HARDNESS IND SOLN, 1L | Hach
2696253 | 29.35 | 5% | 27.88 | APA STD 1, LR HDNS, 0 UG/L 1L | Hach
2696353 | 29.35 | 5% | 27.88 | APA STD 2, LR HDNS 5 MG/L 1L | Hach
2696553 | 93.19 | 5% | 88.53 | APA RGT 1 ALKLNITY ACID SLN 1L | Hach
2696653 | 51.65 | 5% | 49.07 | APA RGT 2 ALKLNITY IND SOLN 1L | Hach
2696753 | 29.35 | 5% | 27.88 | APA STD 1 ALKALINITY ZERO STD 1L | Hach
2697053 | 22.69 | 5% | 21.56 | WASH SOLN, APA 6000 1L | Hach
2697153 | 69.19 | 5% | 65.73 | APA RGT 1 ISA SOLN, 1L | Hach
2697453 | 33.25 | 5% | 31.59 | APA CLEANING SOLN, SURFACTANT | Hach
2697942 | 43.95 | 5% | 41.75 | STABLCAL CERT STD, 0.30 NTU 100ML | Hach
2697953 | 122 | 5% | 115.9 | STABLCAL CERT STD, 0.30 NTU 1L | Hach
2698042 | 43.95 | 5% | 41.75 | STABLCAL CERT STD, 0.50 NTU 100ML | Hach
2698049 | 56.99 | 5% | 54.14 | STABLCAL CERT STD, 0.50 NTU, 500ML | Hach
2698053 | 122 | 5% | 115.9 | nn STABLCAL CERT STD, 0.50 NTU 1L | Hach
2700349 | 17.15 | 5% | 16.29 | PAO TITRANT, 0.00564N 500ML | Hach
2700653 | 21.79 | 5% | 20.7 | EDTA TITRANT, 0.01M 1L | Hach
2700742 | 24.89 | 5% | 23.65 | BROMOCRESOL GREEN IND, 100ML | Hach
2700832 | 24.55 | 5% | 23.32 | SODIUM THIOSULFATE, 0.1N 100ML | Hach
2701349 | 24.59 | 5% | 23.36 | MUREXIDE INDICATOR PP, PK/100 | Hach
27032 | 17.05 | 5% | 16.2 | SILICA 1 RGT SOLN, 100ML MDB | Hach
2703810 | 3067 | 3% | 2974.99 | LAB STIRRER, PROGRAMMABLE 6-PADDLE JAR TESTER NB | Hach
2703910 | 2751 | 3% | 2668.47 | LAB STIRRER, PROGRAMMABLE 4-PADDLE JAR TESTER NB | Hach
2704303 | 29.15 | 5% | 27.69 | SOLVENT, FOR HI TEMP CITRIC ACID | Hach
2704420 | 30.85 | 5% | 29.31 | SURFACTANT, F/HI TMP CITRIC ACID | Hach
2704500 | 339 | 3% | 328.83 | UV LAMP & POWER SUPPLY 115V | Hach
2704613 | 731 | 3% | 709.07 | CONDENSER, GLASS FOR STILL | Hach
2704700 | 116 | 3% | 112.52 | ELECTRODE WASHER, 500ML | Hach
27053 | 42.95 | 5% | 40.8 | SILICA 1 RGT SOLN, 1000ML | Hach
2706042 | 116 | 5% | 110.2 | SODIUM NITRITE STD 50G/L 100ML | Hach
2706142 | 166 | 5% | 157.7 | POTASSIUM IODIDE, 10G/L 100ML | Hach
2708000 | 166 | 5% | 157.7 | SPEC COLOR STD, OZONE 0-0.75MG/L | Hach
2712000 | 395 | 5% | 375.25 | TEST KIT, STREAM SURVEY | Hach
2712000RGT | 386.9 | 5% | 367.56 | REAGENT SET, STREAM SURVEY TEST KIT (2712000) | Hach
2712500 | 166 | 5% | 157.7 | SPEC COLOR STD KIT, FLUORIDE | Hach
2714045 | 69.19 | 5% | 65.73 | nn TNT, TN HYDROXIDE HR RGT PK/50 | Hach
2714100 | 151 | 5% | 143.45 | RGT SET, TNT HR TOTAL NITROGEN | Hach
2714349 | 40.39 | 5% | 38.37 | SALINITY STD SLN, 35.0 PPT 500ML | Hach
2714600 | 120 | 5% | 114 | ULR STABLCAL VERIFICATION KIT | Hach
2714700 | 66.69 | 3% | 64.69 | STERILIZATION INDICATORS, PK/100 | Hach
27169 | 33.69 | 5% | 32.01 | SILICA 3 REAGENT PWD PLWS PK/100 | Hach
2718 | 39.45 | 3% | 38.27 | FILTER,AIR,10 MICRON | Hach
2722000 | 134 | 3% | 129.98 | CASE, SOFT 11.5H X 2.5D X 11.5W | Hach
2723100 | 129 | 3% | 125.13 | APPARATUS SET, WWE LAB | Hach
2723342 | 43.95 | 5% | 41.75 | STABLCAL CERT STD, 0.10 NTU 100ML | Hach
2723353 | 122 | 5% | 115.9 | STABLCAL CERT STD, 0.10 NTU 1L | Hach
2723501 | 76.5 | 3% | 74.21 | REPLACEMENT ELECTRODE, PHTESTR2 | Hach
2724106 | 36.59 | 3% | 35.49 | R2A-I-MF AGAR 14ML PK/6 | Hach
27242 | 8.79 | 5% | 8.35 | WATER, DEIONIZED 100ML (DEMINRLZD) | Hach
27248 | 12.69 | 5% | 12.06 | WATER, DEIONIZED, 500ML | Hach
27249 | 11.09 | 5% | 10.54 | WATER, DEIONIZED 500ML (DEMINRLZD) | Hach
27256 | 26.45 | 5% | 25.13 | WATER, DEIONIZED 4L (DEMINERALIZED) | Hach
2728800 | 0.65 | 3% | 0.63 | BAG, FOIL 5 X 9.5 W/ZIPPER | Hach
27353 | 46.5 | 5% | 44.18 | Ethanol, denatured, ACS, 1 L | Hach
2740110 | 580 | 3% | 562.6 | SAMPLE CELL, 10CM QUARTZ F/COLOR | Hach
2742453 | 41.29 | 5% | 39.23 | DIGESTION SOLN FOR KJELDAHL, 1L | Hach
2742545 | 47.15 | 5% | 44.79 | TNT, REACTIVE PHOSPHATE 50 TESTS | Hach
2742645 | 65.49 | 5% | 62.22 | TNT, TOTAL PHOSPHORUS 50 TESTS | Hach
2742745 | 70.25 | 5% | 66.74 | TNT, PHOSPHATE TOTAL & ACID HYDROLYZ | Hach
2743 | 169 | 3% | 163.93 | mc BRACKET,WALL MOUNT ASSY,950 | American Sigma
2743042 | 13.15 | 5% | 12.49 | SODIUM HYDROXIDE, 1.54N 100ML | Hach
2743400 | 58.49 | 3% | 56.74 | SAMPLE CELL, 1CM SQ PS PK/100 | Hach
2743811 | 23.39 | 5% | 22.22 | FLUORIDE STD, 0.5MG/L 473ML | Hach
2744850 | 12.25 | 5% | 11.64 | TEST STRIP, TOT ALKALINITY BTL/50 | Hach
2744940 | 48.15 | 5% | 45.74 | TEST STRIP, LR CHLORIDE BTL/40 (QT) | Hach
2745050 | 17.09 | 5% | 16.24 | TEST STRIP, CHLORINE BTL/50 | Hach
2745125 | 23.39 | 5% | 22.22 | TEST STRIP, COPPER 0-3 PPM BTL/25 | Hach
2745250 | 12.15 | 5% | 11.54 | TEST STRIP, TOTAL HARDNESS BTL/50 | Hach
2745325 | 23.39 | 5% | 22.22 | TEST STRIP, IRON KIT W/ BTL/25 TESTS | Hach
2745425 | 21.39 | 5% | 20.32 | TEST STRIP, NITRATE/NITRITE BTL/25 | Hach
2745650 | 12.05 | 5% | 11.45 | TEST STRIP, PH LOW RANGE BTL/50 | Hach
2746353 | 133 | 5% | 126.35 | STABLCAL STD, 40NTU 1L | Hach
2746356 | 364 | 5% | 345.8 | STABLCAL STD, 40NTU 3.78L | Hach
2749125 | 4.75 | 3% | 4.61 | INOCULATING LOOP, PS 10UL PK/25 | Hach
2749220 | 5.69 | 3% | 5.52 | DROPPER, POLY 3ML DISP PK/20 | Hach
2749320 | 5.69 | 3% | 5.52 | DROPPER, POLY 5ML PK/20 | Hach
2750701 | 1.05 | 3% | 1.02 | DROPPER, PE TRANSFER 15ML | Hach
2751000 | 29.75 | 5% | 28.26 | TEST STRIP, PH 7.5-14 PK/100 | Hach
2751200 | 41.49 | 3% | 40.25 | THERMOMETER, POCKET DIAL 0-220F | Hach
2751340 | 47.05 | 5% | 44.7 | TEST STRIP, HR CHLORIDE BTL/40 (QT) | Hach
2753200 | 10.25 | 3% | 9.94 | STIR BAR, EGG SHAPE 3/4 X 3/8 INCH | Hach
2753929 | 126 | 5% | 119.7 | THM RGT 1, SCDB | Hach
2754048 | 139 | 5% | 132.05 | THM RGT 2 SOLN 330ML | Hach
2754142 | 139 | 5% | 132.05 | THM RGT 3 SOLN | Hach
27549 | 18.55 | 5% | 17.62 | MANGANOUS SULFATE SOLN, 500ML | Hach
2755250 | 18.15 | 5% | 17.24 | TEST STRIP, 5-IN-1 WATER QUAL BTL/50 | Hach
2755325 | 22.95 | 5% | 21.8 | TEST STRIP, AMMONIA SET W/ BTL/25 | Hach
2755953 | 38.5 | 5% | 36.58 | APA RGT 1 COPPER BUFFER SOLN, 1L | Hach
2756053 | 30.55 | 5% | 29.02 | APA RGT 2 COPPER IND SOLN, 1L | Hach
2756253 | 53.05 | 5% | 50.4 | APA STD 1 COPPER, 0 MG/L 1L | Hach
2756353 | 72.35 | 5% | 68.73 | APA STD 2 (LR) COPPER 1MG/L 1L | Hach
2756453 | 72.35 | 5% | 68.73 | APA STD 2 (HR) COPPER 10MG/L 1L | Hach
2756526 | 10.89 | 5% | 10.35 | pH STORAGE SOLUTION, 50ML | Hach
2756549 | 33.85 | 5% | 32.16 | PH STORAGE SOLN, 500ML | Hach
2756559 | 17.65 | 5% | 16.77 | PH STORAGE SOLN, 50ML, 3.0 MOLAR | Hach
2756699 | 252 | 5% | 239.4 | THM RGT 4 PP PK/100 | Hach
2756707 | 94.19 | 5% | 89.48 | THM STD, 10PPM AS CHLOROFORM PK/7 | Hach
2757150 | 23.65 | 5% | 22.47 | TEST STRIP, PHOSPHATE BTL/50 | Hach
2758101 | 13 | 3% | 12.61 | JAR, WM PP 500ML W/CAP PKGD | Hach
2759123 | 10.85 | 5% | 10.31 | DO ELECTRODE FILL SOLN, 30 ML | Hach
2759126 | 14.85 | 5% | 14.11 | ELECT FILL SOLN, DO 50 ML SCDB | Hach
2760345 | 431 | 5% | 409.45 | TOC, LR TNT RGT SET | Hach
2760445 | 431 | 5% | 409.45 | TOC, HR TNT RGT SET | Hach
2762133 | 21.05 | 5% | 20 | GLYCINE RGT, 10% SOLN, 29ML SCDB | Hach
2763900 | 177 | 5% | 168.15 | DR/CHECK ABSORBANCE STANDARD KIT | Hach
2764200 | 10.25 | 3% | 9.94 | PIPET TIPS F/27641-00 PK/96 | Hach
2764400 | 48.15 | 3% | 46.71 | TIMER, TALKING 24 HR | Hach
2764700 | 39.89 | 3% | 38.69 | EVAPORATING DISH, 125MM X 65MM | Hach
27649 | 25.99 | 5% | 24.69 | ALKALINE IODIDE RGT SOLN 500ML | Hach
2767245 | 97.35 | 5% | 92.48 | TNT KIT TOTAL PHOSPHATE HR | Hach
2767345 | 70.25 | 5% | 66.74 | TNT KIT, REACTIVE PHOSPHATE HR | Hach
2768549 | 45.05 | 5% | 42.8 | BUFFER SOLN 0.3,1,2,5MG/L HDNS 500ML | Hach
2768649 | 45.05 | 5% | 42.8 | BUFFER SOLN, 10MG/L HARDNESS | Hach
2768749 | 45.05 | 5% | 42.8 | BUFFER SOLN, 20MG/L HARDNESS | Hach
2768849 | 45.05 | 5% | 42.8 | BUFFER SOLN, 50MG/L HARDNESS 500ML | Hach
2768949 | 45.05 | 5% | 42.8 | BUFFER SOLN, 100MG/L HARDNESS 500ML | Hach
2769049 | 37.59 | 5% | 35.71 | INDICATOR SOLN, 1MG/L HARDNESS | Hach
2769149 | 44.75 | 5% | 42.51 | INDICATOR SOLN, 2MG/L HARDNESS | Hach
2769249 | 37.59 | 5% | 35.71 | IND SOLN, 5-100 MG/L HARDNESS | Hach
2769820 | 33.65 | 5% | 31.97 | SINGLET COMBO, PH 7.0 & 10.01, 10EA | Hach
2769920 | 33.65 | 5% | 31.97 | SINGLET COMBO, PH 4.01 & 7.0, 10EA | Hach
276A3A1203 | 132 | 3% | 128.04 | ASSY. MOUNTING BRACKET | Hach
276A3F1201 | 86.19 | 3% | 83.6 | FAB.PIVOT BASE | Hach
276A3M1210 | 1.89 | 3% | 1.83 | vv PACKAGE OF 12 DISPOSABLE | GLI
276C3M1220-115 | 1340 | 3% | 1299.8 | D.O. AirBlaster, 115VAC | GLI
276C3M1220-230 | 1340 | 3% | 1299.8 | D.O. AirBlaster, 230VAC | GLI
276G1200 | 437 | 3% | 423.89 | ASSEMBLY-SWIVEL, & CLAMP | GLI
276G1206 | 94.85 | 3% | 92 | ASSEMBLY-SERVICE SUPPORT | GLI
276G1221-115 | 728 | 3% | 706.16 | AIR COMPR.SUB ASSY FOR D. | GLI
276G1226 | 60.45 | 3% | 58.64 | KIT-MOUNTING HARDWARE | Hach
276M1210 | 38.29 | 3% | 37.14 | PACKAGE OF 12 DISP.BAGS | GLI
2770020 | 34.19 | 5% | 32.48 | SINGLETS, PH 4.01 PK/20 | Hach
2770120 | 34.19 | 5% | 32.48 | SINGLETS, PH 7.0 PK/20 | Hach
2770220 | 34.19 | 5% | 32.48 | SINGLETS, PH10.01 PK/20 | Hach
2770900 | 41.75 | 5% | 39.66 | CL02 DPD PP/GLYCINE METHOD RGT SET | Hach
2771000 | 43.95 | 5% | 41.75 | CL02 DPD ACCUVAC/GLYCINE RGT SET | Hach
2771320 | 44.89 | 5% | 42.65 | SINGLETS, COND 147US/CM, PK/20 | Hach
2771420 | 44.89 | 5% | 42.65 | SINGLETS, COND 1413US/CM, PK/20 | Hach
2771520 | 44.89 | 5% | 42.65 | SINGLETS, COND 12.88MS/CM, PK/20 | Hach
2773400 | 1497 | 5% | 1422.15 | rr KTO: TEST KIT, PCB IN SOIL | Hach
2773500 | 270 | 5% | 256.5 | RGT SET, PCB IN SOIL | Hach
2774200 | 1095 | 3% | 1062.15 | rr KTO: TEST KIT, TPH IN WATER | Hach
2774300 | 254 | 5% | 241.3 | RGT SET, TPH WATER TEST KIT | Hach
27749 | 26.75 | 5% | 25.41 | ALKALINE IODIDE-AZIDE RGT 500ML | Hach
2775000 | 1540 | 3% | 1493.8 | rr KTO: TEST KIT, TPH IN SOIL | Hach
2775100 | 628 | 3% | 609.16 | TEST KIT, SOIL EXTRACTION | Hach
2775100RGT | 47.14 | 5% | 44.78 | REAGENT SET, SOIL EXTRACTION TEST KIT (2775100) | Hach
2775200 | 313 | 3% | 303.61 | REFILL, SOIL EXTRACTION KIT | Hach
2776353 | 56.79 | 5% | 53.95 | RGT 1, AMMONIA/MONOCHLORAMINE 1L | Hach
2776453 | 23.09 | 5% | 21.94 | RGT 2, AMMONIA/MONOCHLORAMINE 1L | Hach
2776553 | 32.35 | 5% | 30.73 | RGT 3, AMMONIA/MONOCHLORAMINE 1L | Polymetron
2776653 | 20.35 | 5% | 19.33 | STD 1, AMMONIA/MONOCHLORAMINE 1L | Hach
2776731 | 8.99 | 5% | 8.54 | APA AMMONIA STD 2, 237 mL | Hach
2776753 | 25.45 | 5% | 24.18 | STD 2, AMMONIA/MONOCHLORAMINE 1L | Hach
2779200 | 663 | 3% | 643.11 | KTO: M-CB24 MF KIT, GLASS AMP 200 TESTS | Hach
2779201 | 470 | 3% | 455.9 | KTO: M-CB24 MF KIT, BROTH 200 TESTS | Hach
2779202 | 2012 | 3% | 1951.64 | KTO: M-CB24 MF KIT, BROTH 1000 TESTS | Hach
2779300 | 915 | 3% | 887.55 | KTO: M-CB24 MF KIT, FUNNELS AMP 200TESTS | Hach
27829 | 69 | 5% | 65.55 | Carboxymethylcellulose Sodium Salt (low viscosity), 250 g | Hach
2786600 | 731 | 5% | 694.45 | rr ADD-A-TEST ANALYSIS KIT | Hach
2788453 | 122 | 5% | 115.9 | STABLCAL CERT STD 800 MNTU 1L | Hach
2790166 | 36.69 | 5% | 34.86 | TOC PERSULFATE PP, PK/50 | Hach
2790800 | 626 | 5% | 594.7 | KTO: RGT SET, THM PLUS | Hach
2791505 | 44.55 | 5% | 42.32 | TOC STD AMP, 1000MG/L C, 20ML PK/5 | Hach
2793053 | 33.79 | 5% | 32.1 | vv RGT 2 BUFFER, APA HR HARDNESS 1L | Hach
2793135 | 83.15 | 5% | 78.99 | vv RGT 2 IND PWD, APA HR HDNS 0.5GM | Hach
2793253 | 33.79 | 5% | 32.1 | STD 1, APA HR HARDNESS 0MG/L 1L | Hach
2793353 | 33.79 | 5% | 32.1 | STD 2, APA HR HDNS 1000MG/L 1L | Hach
2793553 | 38.45 | 5% | 36.53 | RGT 1, APA HR HARDNESS 1L | Hach
2793600 | 92.59 | 5% | 87.96 | KTO: RGT 2 KIT, APA HR HARDNESS | Hach
2793753 | 29.15 | 5% | 27.69 | RGT 3, APA HR HARDNESS 1L | Hach
2793828 | 289 | 5% | 274.55 | SOFCHEK HARDNESS TST STRIP pk/1000 | Hach
2793844 | 95.19 | 5% | 90.43 | TEST STRIPS, SOFCHEK HDNS pk/250 | Hach
2793944 | 182 | 5% | 172.9 | TST STRIPS, AC F/T CL1 pk/250 | Hach
2794005 | 23.29 | 3% | 22.59 | VIAL, GLASS 40ML W/SEPTA CAP PK/5 | Hach
2794350 | 7.59 | 3% | 7.36 | KTO: BOTTLE, BR 473ML HDPE | Hach
2794649 | 99.89 | 5% | 94.9 | HARDNESS IND SOLN, 0.3MG/L, SP-510 | Hach
2795000 | 34.99 | 3% | 33.94 | PIPETTE TIPS, PK/1000 REPL F/2794900 | Hach
2796900 | 167 | 3% | 161.99 | BALANCE, OHAUS MODEL YA501 | Hach
2797111 | 24.59 | 5% | 23.36 | FLUORIDE STD, 5.0MG/L 473ML | Hach
2797149 | 26.55 | 5% | 25.22 | FLUORIDE STD SOLN, 5.0MG/L 500ML | Hach
2797799 | 30.19 | 5% | 28.68 | ARSENIC RGT #2 PP, PK/100 | Hach
2799400 | 96.35 | 3% | 93.46 | SAFETYPETTE PIPETTE FILLER | Hach
2799401 | 34.65 | 3% | 33.61 | MEMBRANE FILTERS, 0.45UM 5/PK | Hach
2799403 | 4.99 | 3% | 4.84 | SILCONE PIPETTE HOLDER | Hach
2799500 | 454 | 3% | 440.38 | POWERPETTE PLUS PIPETTE CONTROLLER | Hach
2799900 | 121 | 5% | 114.95 | rr RGT SET, ARSENIC KIT REFILL | Hach
2800000 | 167 | 5% | 158.65 | rr TEST KIT, ARSENIC | Hach
2800000RGT | 118 | 5% | 112.1 | REAGENT SET, rr ARSENIC TEST KIT (2800000) | Hach
2800025 | 29.69 | 3% | 28.8 | ff THERMOMETER, WIRELESS | Hach
28014 | 38.09 | 5% | 36.19 | MANVER 2 HARDNESS IND PWD, 113G | Hach
28019BB | 208 | 3% | 201.76 | GLI pH/DO Sensor Entension Cable, 50ft, 1W1100, 6 Wire - USABB Only | GLI
2802246 | 30.75 | 5% | 29.21 | MONOCHLORAMINE F RGT PP, PK/50 | Hach
2802299 | 59.35 | 5% | 56.38 | MONOCHLOR F REAGENT PK/100 | Hach
2802300 | 61.35 | 5% | 58.28 | DPD FREE BULK DISPENSER + POWDER | Hach
2802400 | 61.35 | 5% | 58.28 | DPD TOTAL BULK DISPENSER + POWDER | Hach
2804300 | 508 | 3% | 492.76 | KTO: VERIF KIT F/2200 PCX PART COUNTER | Hach
28044.A | 114 | 3% | 110.58 | Piercing head support plate for bottles, for piercing heads 29973 and 29974. Grey version | Orbisphere
28048.A | 219 | 3% | 212.43 | Piercing head support plate for cans, for headspace piercer 29975. Grey version | Orbisphere
2805145 | 109 | 5% | 103.55 | RGT SET, HR MONOCHLORAMINE TNT | Hach
2805215 | 91.49 | 3% | 88.75 | M-COLIBLUE24 AGAR PLATE, PK/15 | Hach
2805215CP | 35.75 | 3% | 34.68 | KTO: M-COLIBLUE24 AGAR PLATE, PK/15, COLDPACK | Hach
2805342 | 48.45 | 5% | 46.03 | STABLCAL CERT STD 0.060NTU 100ML | Hach
28055 | 199 | 3% | 193.03 | SAMPLE LOOP, 200 uL PEEK | Orbisphere
28072 | 202 | 3% | 195.94 | HOLDER FOR 28071 | Orbisphere
28075GP | 66.45 | 3% | 64.46 | LEMO 2 plug, male. | Orbisphere
28091S6 | 60.35 | 3% | 58.54 | Stainless steel SWAGELOK assembly, 6mm | Orbisphere
28101H | 46.95 | 5% | 44.6 | CALVER 2 CALCIUM INDICATOR, 454G | Hach
2811115 | 71.95 | 3% | 69.79 | STERICON PLUS BIOINDICATOR PK/15 | Hach
28111H | 785 | 5% | 745.75 | CALVER 2, CALCIUM IND PWD 11.3KG | Hach
2811200 | 152 | 3% | 147.44 | ENVIROCHEK, HV FOR FINISHED WATER | Hach
2811225 | 3065 | 3% | 2973.05 | ENVIROCHEK HV FILTER, BULK PK/25 | Hach
2811415 | 89.35 | 3% | 86.67 | M-HPC AGAR PLATES PK/15 | Hach
2811415CP | 91.49 | 3% | 88.75 | KTO: M-HPC AGAR PLATES PK/15, COLDPACK | Hach
28114H | 25.79 | 5% | 24.5 | CALVER 2 CALCIUM INDICATOR, 113G | Hach
2811515 | 89.35 | 3% | 86.67 | M-FC AGAR PLATES PK/15 | Hach
2811515CP | 91.49 | 3% | 88.75 | KTO: M-FC AGAR PLATES PK/15, COLDPACK | Hach
2811615 | 89.35 | 3% | 86.67 | M-ENDO AGAR PLATES PK/15 | Hach
2811615CP | 91.49 | 3% | 88.75 | KTO: M-ENDO AGAR PLATES PK/15, COLDPACK | Hach
28117.C | 1960 | 3% | 1901.2 | Sensor, pressure, 0-1 bar | Orbisphere
2811715 | 88.35 | 3% | 85.7 | M-EI AGAR PLATES, PK/15 | Hach
2811715CP | 91.49 | 3% | 88.75 | KTO: M-EI AGAR PLATES, PK/15, COLDPACK | Hach
28117GP | 1453 | 3% | 1409.41 | dg Sensor, pressure, 0-5 bar | Orbisphere
2811815 | 88.35 | 3% | 85.7 | M-TEC, MODIFIED AGAR PLATES, PK/15 | Hach
2811815CP | 91.49 | 3% | 88.75 | KTO: M-TEC, MODIFIED AGAR PLATES, PK/15, COLDPACK | Hach
28118S4 | 20.29 | 3% | 19.68 | SWAGELOK NUT 1/4" INOX. | Orbisphere
2812115 | 89.35 | 3% | 86.67 | NUTRIENT AGAR W/MUG PLATES PK/15 | Hach
2812115CP | 91.49 | 3% | 88.75 | KTO: NUTRIENT AGAR W/MUG PLATES PK/15, COLDPACK | Hach
2812250 | 71.25 | 3% | 69.11 | PSEUDO BROTH AMP, PLAS PK/50 | Hach
2812350 | 76.59 | 3% | 74.29 | R2A AMP, PLASTIC PK/50 | Hach
2812350CP | 79.85 | 3% | 77.45 | KTO: R2A AMP, PLASTIC PK/50, COLDPACK | Hach
2812450 | 81.89 | 3% | 79.43 | HPC BROTH AMP, PLAS PK/50 | Hach
2812450CP | 84.05 | 3% | 81.53 | KTO: HPC BROTH AMP, PLAS PK/50, COLDPACK | Hach
2812650 | 76.59 | 3% | 74.29 | TRYPTIC SOY BROTH AMP, PLASTIC PK/50 | Hach
2812650CP | 79.85 | 3% | 77.45 | KTO: TRYPTIC SOY BROTH AMP, PLASTIC PK/50, CP | Hach
2812750 | 71.25 | 3% | 69.11 | KF STREP PLASTIC AMPULES, PK/50 | Hach
2812750CP | 74.49 | 3% | 72.26 | KTO: KF STREP PLASTIC AMPULES, PK/50, COLDPACK | Hach
2812811 | 33.85 | 5% | 32.16 | RGT 1, TISAB SOLN 473ML | Hach
2813935 | 447 | 3% | 433.59 | INDOXYL-BETA-D-GLUCOSIDE 2G | Hach
2814215 | 86.19 | 3% | 83.6 | R2A AGAR PLATES PK/15 | Hach
2814215CP | 89.35 | 3% | 86.67 | KTO: R2A AGAR PLATES PK/15, COLDPACK | Hach
2815134 | 180 | 3% | 174.6 | PROTEOSE PEPTONE #3 500G | Hach
2815134GM | 180 | 3% | 174.6 | PROTEOSE PEPTONE #3 500GM | Hach
2815945 | 431 | 5% | 409.45 | MR TOC RGT SET | Hach
2816900 | 76.75 | 5% | 72.91 | KTO: CA610 FLUORIDE REAGENT SET | Hach
2818-25 | 176 | 3% | 170.72 | si CABLE,SYNCRONIZED SAMPLING, 25 FT. | American Sigma
2818300 | 12.79 | 3% | 12.41 | SYRINGE, 140CC W/CATHETER TIP | Hach
2822800 | 69.49 | 5% | 66.02 | rr TEST KIT, EZ ARSENIC, 0-4000ppb | Hach
2822800RGT | 44.3 | 5% | 42.09 | REAGENT SET, rr EZ ARSENIC, 0-4000 ppb TEST KIT (2822800) | Hach
2823200 | 45.45 | 5% | 43.18 | rr REAGENT SET, EZ ARSENIC REPL. | Hach
28232H | 12.25 | 5% | 11.64 | POTASSIUM HYDROXIDE 8N 100ML MDB | Hach
2824349 | 26.35 | 5% | 25.03 | AMMONIA ISA SOLN 500ML | Hach
2824400 | 236 | 5% | 224.2 | KTO: RGT SET, SERIES 5000 SILICA | Hach
2824800 | 635 | 3% | 615.95 | PUMP, VACUUM 1.2CFM 115V 60HZ | Hach
2824801 | 680 | 3% | 659.6 | PUMP, VACUUM 1.2CFM 230V 60HZ NAPLUG | Hach
2824802 | 625 | 3% | 606.25 | PUMP, VACUUM 1.2CFM 230V 50HZ EURO | Hach
28249 | 23.39 | 5% | 22.22 | POTASSIUM HYDROXIDE, 8N 500ML | Hach
2825131 | 46.39 | 5% | 44.07 | AMTAX STD SOLN 5MG/L 237ML | Hach
2825253 | 54.35 | 5% | 51.63 | PHOSPHAX RGT SOLN 1L | Hach
2825353 | 54.35 | 5% | 51.63 | PHOSPHAX CLEANING SOLN 1L | Hach
2825431 | 54.35 | 5% | 51.63 | AMTAX EXPULSION SOLN 237ML | Hach
2825553 | 45.05 | 5% | 42.8 | AMTAX INDICATOR SOL. 0.2-12 & 0.2-30MG/L 1L | Hach
2825653 | 45.05 | 5% | 42.8 | AMTAX INDICATOR 5-120MG/L 1L | Hach
2825753 | 45.05 | 5% | 42.8 | AMTAX INDICATOR 50-1200MG/L 1L | Hach
2825831 | 52.99 | 5% | 50.34 | AMTAX STD SOLN 50MG/L 237ML | Hach
2825854 | 79.75 | 5% | 75.76 | 50 MG/L NH4-N STD SOL'N, 2000ML | Hach
2825931 | 52.99 | 5% | 50.34 | AMTAX STD SOLN 500MG/L 237ML | Hach
2825954 | 79.75 | 5% | 75.76 | 500 MG/L NH4-N STD SOL'N, 2000ML | Hach
2826153 | 29.25 | 5% | 27.79 | APA RGT 1 ALK ACID 0.080N 1L | Hach
2826253 | 29.35 | 5% | 27.88 | APA STD 2 ALKALINITY 500MG/L 1L | Hach
2829017 | 64.55 | 5% | 61.32 | FLUORIDE ISA SOLN, 3.78L | Hach
28300GP | 1248 | 3% | 1210.56 | Dispenser for sampler 29980 | Orbisphere
28301 | 26.75 | 3% | 25.95 | CARTRIDGE, PEEK - TAN | Orbisphere
28301GP | 209 | 3% | 202.73 | Diamond pencil for 29980 | Orbisphere
28303 | 13.45 | 3% | 13.05 | FRIT FOR PEEK CARTRIDGE | Orbisphere
2830700 | 148 | 5% | 140.6 | KTO: REAGENT SET, AMTAX 0.5-12.0MG/L | Hach
2830800 | 148 | 5% | 140.6 | KTO: REAGENT SET, AMTAX 5-120MG/L | Hach
2830900 | 148 | 5% | 140.6 | KTO: REAGENT SET, AMTAX 50-1200MG/L | Hach
2831000 | 106 | 5% | 100.7 | KTO: 2500/06 | Hach
2831409 | 126 | 3% | 122.22 | BART TESTER, APB PK/9 | Hach
2831500 | 289 | 3% | 280.33 | FUNNEL ASSY, W/FILTER, DISH/PAD PK50 | Hach
2831600 | 710 | 3% | 688.7 | MANIFOLD, FIELD VACUUM | Hach
2832100 | 60.35 | 3% | 58.54 | LAURETH12 PASTE, 50G BOTTLE | Hach
2833049 | 41.59 | 5% | 39.51 | DW INORGANICS QC STD, 500ML | Hach
2833149 | 83.59 | 5% | 79.41 | WW INFLUENT INORG/MIX PARA STD 500ML | Hach
2833249 | 83.59 | 5% | 79.41 | WW EFFLUENT INORG/MIX PARA STD 500ML | Hach
2833349 | 49.75 | 5% | 47.26 | HR HARDNESS QC STD, 500ML | Hach
2833449 | 49.75 | 5% | 47.26 | LR HARDNESS QC STD, 500ML | Hach
2833510 | 59.25 | 5% | 56.29 | OXYGEN DEM MIXED QC STD 10ML PK/16 | Hach
2833649 | 34.75 | 5% | 33.01 | METALS DW/HR QC STD, 500ML | Hach
2833749 | 34.75 | 5% | 33.01 | METALS DW/LR QC STD, 500ML | Hach
2834100 | 91.55 | 5% | 86.97 | KI BULK DISPENSER | Hach
2834253 | 37.65 | 5% | 35.77 | SODIUM STD, 100MG/L NACL AS NA, 1L | Polymetron
2834325 | 42.09 | 5% | 39.99 | COD DIGEST VIAL, COD2 UHR PK/25 | Hach
2834453 | 70.55 | 5% | 67.02 | DIISOPROPYLAMINE, 99% 1L | Polymetron
2835153 | 44.8 | 5% | 42.56 | SODIUM STD, 10MG/L NACL AS NA, 1L | Polymetron
2835801 | 25.25 | 5% | 23.99 | CHLORINE STD, 100-130MG/L 20ML AMP | Hach
2836400 | 73.99 | 3% | 71.77 | RED REPLACEMENT PENS, PK/5 PARTLOW | GLI
2836500 | 56.45 | 3% | 54.76 | CHART RCDR PAPER, 24-HR 0-100 PK/100 | GLI
2836600 | 59.15 | 3% | 57.38 | 24 HOUR DUAL CHART 0-100/0-14,PK/100 | GLI
2838300 | 41.5 | 3% | 40.26 | SAMPLE CELLS, PK/6 (4X10ML & 2X25ML) | Hach
2841700 | 12.85 | 5% | 12.21 | 3.0M KCL, SILVER SAT'D 28ML | Hach
2841910 | 315 | 3% | 305.55 | CAPSULE, GROUNDWATER 0.45UM PK/10 | Hach
2841950 | 1360 | 3% | 1319.2 | CAPSULE, GROUNDWATER 0.45UM PK/50 | Hach
2842100 | 67.75 | 3% | 65.72 | FILTER,GL FBR XTHICK 1UM 47MM PK/100 | Hach
2842800 | 97.39 | 5% | 92.52 | TEST KIT, CLD-2 CHLORINE DIOXIDE | Hach
2842800RGT | 40.05 | 5% | 38.05 | REAGENT SET, CLD-2 TEST KIT (2842800) | Hach
2842900 | 1563 | 3% | 1516.11 | CHART RECORDER, 10" ROUND DUAL PEN | GLI
2843000 | 1144 | 3% | 1109.68 | CHART RECORDER, 10" ROUND SINGLE PEN | GLI
2843100 | 56.45 | 3% | 54.76 | CHART RCDR PAPER, 7-DAY 0-100 PK/100 | GLI
2843200 | 73.99 | 3% | 71.77 | GREEN REPLACEMENT PENS, PK/5 PARTLOW | GLI
2845900 | 63.5 | 3% | 61.6 | REPLACEMENT SENSOR, OAKTON TDS & EC | Hach
2850023 | 373 | 3% | 361.81 | ANEMOMETER, VANE/DATALOGGER W/ SD CARD | Hach
2850024 | 489 | 3% | 474.33 | ANEMOMETER, HOT WIRE/DATA LOGGER W/ SD CARD | Hach
2850025 | 113 | 3% | 109.61 | ANEMOMETER, MINI, BASIC | Hach
2850027 | 205 | 3% | 198.85 | ANEMOMETER, MINI, ADVANCED | Hach
28508.0 | 21.55 | 3% | 20.9 | EPDM washer for protection cap | Orbisphere
28509 | 21.55 | 3% | 20.9 | Dacron gauze (1 piece). | Orbisphere
2852900 | 33 | 5% | 31.35 | PH ACCESSORY KIT | Hach
28553 | 31.75 | 5% | 30.16 | rr MERCURIC NITRATE, 0.0141N 1000ML | Hach
2856300 | 81.49 | 3% | 79.05 | KOHLRAUSCH 200ML CLASS A VOL FLASK | Hach
28564026 | 19.07 | 5% | 18.12 | KTO: 1.0M KNO3 SOLUTION, 59 ML | Hach
2859100 | 53.19 | 5% | 50.53 | PATHOSCREEN FIELD KIT | Hach
2859226 | 9.09 | 5% | 8.64 | BLEACH SOLUTION, 5-6% | Hach
28601 | 463 | 3% | 449.11 | Gore-Tex membrane and holding ring assembly. For 3670. | Orbisphere
28611 | 295 | 3% | 286.15 | External backup filter for additional surge-protection and filtering of mains power. Suitable for use with all instruments main powered with 110V. | Orbisphere
28612 | 295 | 3% | 286.15 | External backup filter for additional surge-protection and filtering of mains power. Suitable for use with all instruments main powered with 240V. | Orbisphere
2875100 | 22.25 | 3% | 21.58 | SEQUENCER IV POWER CABLE | Hach
2875200 | 91.05 | 3% | 88.32 | SEQUENCER IV SIGNAL CABLE | Hach
2875300 | 67.69 | 3% | 65.66 | SEQUENCER IV MEMBRANE EXT. CABLE | Hach
2876000 | 6350 | 3% | 6159.5 | CENTRIFUGE, 6 X 50ML 115VAC | Hach
2876453 | 24.29 | 5% | 23.08 | APA ACIDIC SURFACTANT WASH, 1L | Hach
2877436 | 44.69 | 5% | 42.46 | FA CHLORINATING SOLUTION 4ML SCDB | Hach
2879200 | 98.89 | 5% | 93.95 | FA REAGENT SET | Hach
2881300 | 378 | 3% | 366.66 | TOP STIRRER 7X7, CIMAREC DIG 115V | Hach
2881400 | 286 | 3% | 277.42 | HOT PLATE 4X4, CIMAREC DIGTL, 115V | Hach
2881500 | 321 | 3% | 311.37 | HOT PLATE 7X7, CIMAREC DIGTL, 115V | Hach
2881600 | 550 | 3% | 533.5 | HOT PLATE/STIR 7X7, CIMAREC DIG 115V | Hach
2881602 | 682 | 3% | 661.54 | DIGITAL STIRRING/HOT PLATE 7X7, 230V | Hach
2881900 | 96.35 | 3% | 93.46 | KIT, CHAIN MOUNT, 316SS | Hach
2882053 | 141 | 5% | 133.95 | PH 7.0 BUFFER - LOW TEMP, 1L | GLI
2882200 | 1683 | 5% | 1598.85 | rr NITRIFICATION CONTROL KIT | Hach
2882346 | 23.29 | 5% | 22.13 | HARDNESS TREATMENT RGT PP, PK/50 | Hach
2883100 | 3.59 | 3% | 3.48 | SCISSORS, 5" LENGTH, BLUNT TIP | Hach
2883702 | 50.59 | 5% | 48.06 | KTO: REPLACEMENT KTO FOR UNIVER 2 | Hach
2884000 | 673 | 3% | 652.81 | RADALERT 100 RADIATION MONITOR | Hach
2884200 | 964 | 3% | 935.08 | INSPECTOR ALERT RADIATION MONITOR | Hach
2886800 | 13227 | 5% | 12565.65 | rr HACH ECLOX KIT | Hach
2886800CN | 13158 | 5% | 12500.1 | rr HACH ECLOX KIT W/O ARSENIC TEST | Hach
2886888 | 20.49 | 3% | 19.88 | INSTRUCTIONS, HACH ECLOX KIT | Hach
2886900 | 1815 | 5% | 1724.25 | KTO:HACH ECLOX RGT SET | Hach
2886900CN | 1745 | 5% | 1657.75 | KTO:HACH ECLOX RGT SET W/O ARSENIC TEST | Hach
2887000 | 8426 | 3% | 8173.22 | LUMINOMETER, PORTABLE | Hach
2887100 | 227 | 3% | 220.19 | PIPETTE, 100uL, YELLOW, FOR ECLOX | Hach
2887200 | 62.45 | 3% | 60.58 | 100uL PIPETTE TIP SET - YELLOW, FOR ECLOX | Hach
2887300 | 227 | 3% | 220.19 | PIPETTE, 1000uL, BLUE, FOR ECLOX | Hach
2887400 | 141 | 3% | 136.77 | CUVETTE & 1000uL PIPETTE TIP SET, 28 EA, FOR ECLOX | Hach
2887500 | 540 | 5% | 513 | CHEMILUMINESCENSE REAGENT SET (50 TESTS) | Hach
2887600 | 462 | 5% | 438.9 | PESTICIDE/NERVE AGENT TEST, 25 TESTS | Hach
2887700 | 28.65 | 5% | 27.22 | PESTICIDE TEST CLIP | Hach
2888100 | 158 | 3% | 153.26 | PROGRAM, CD ROM, ECLOX | Hach
2888300 | 24.89 | 3% | 24.14 | TEST RECORD SHEET TABLET | Hach
2888400 | 11.75 | 5% | 11.16 | WASTE BOTTLE, 250mL | Hach
2890200 | 22.95 | 5% | 21.8 | HACH AC HR FCHLORINE (100) | Hach
2890549 | 59.09 | 5% | 56.14 | MO42 REAGENT 500ML | Hach
2893300 | 166 | 5% | 157.7 | SPEC COLOR STD, DPD CHLORINE - HR | Hach
2894154 | 83.65 | 5% | 79.47 | 1 MG/L NH4-N STD SOL'N, 2000ML | Hach
2894246 | 97.65 | 5% | 92.77 | CLEANING SOL'N F/AMTAX ALNZR, 250ML | Hach
2894354 | 83.65 | 5% | 79.47 | 10 MG/L NH4-N STD SOL'N, 2000ML | Hach
2894452 | 97.65 | 5% | 92.77 | REAGENT F/AMTAX ANALYZER, 2500 ML | Hach
2894536 | 52.79 | 5% | 50.15 | ELECTROLYTE F/AMTAX ANALYZER, 11ML | Hach
2894700 | 156 | 3% | 151.32 | 47mm, 0.45micron HYDROPHILIC POLY | Hach
2895405 | 256 | 3% | 248.32 | rr EZ COD RECYCLING KIT, 5-GAL | Hach
2895405P | 380 | 3% | 368.6 | EZ COD RECYCLING, 5-GAL PICK-UP | Hach
2895420 | 643 | 3% | 623.71 | EZ COD RECYCLING KIT, 20-GAL | Hach
2895455 | 1639 | 3% | 1589.83 | EZ COD RECYCLING KIT, 55 GAL | Hach
2895805 | 16 | 3% | 15.52 | REACTOR ADAPTER, 16MM TO 13MM, 5/PK | Hach
2896742 | 42.35 | 5% | 40.23 | STABLCAL REF SUSP I 3 NTU 100ML | Hach
2897100 | 625.86 | 5% | 594.57 | StablCal Ref Suspension Amp Kit | Hach
2898700 | 303 | 3% | 293.91 | BOD BOTTLE, PK/24 SERIALIZED (#1-24) | Hach
2898800 | 303 | 3% | 293.91 | BOD BOTTLE, PK/24 SERIALIZED, #25-48 | Hach
2898900 | 303 | 3% | 293.91 | BOD BOTTLE, PK/24 SERIALIZED, #49-72 | Hach
2899300 | 226 | 3% | 219.22 | TUBE, CULTURE, GLASS, PK/250, 16MM | Hach
29010GP | 102 | 5% | 96.9 | Electrolyte, 50 ml, H2 | Orbisphere
29011GP | 99.55 | 5% | 94.57 | Electrolyte, chloridizing solution, 50 mL | Orbisphere
29015A | 107 | 3% | 103.79 | Membranes, Saran barrier | Orbisphere
29024.0 | 23.89 | 3% | 23.17 | O-ring, EPDM, 5 pcs | Orbisphere
29031A | 34.65 | 3% | 33.61 | Filter, water separation, 3 pc | Orbisphere
29041US | 15.55 | 3% | 15.08 | Code for voltage and cable connector: 115 VAC ¦ 50/60 Hz for USA. | Orbisphere
29041USW | 255 | 3% | 247.35 | POWER SUPPLY CABLE FOR 3625 | Orbisphere
29063.2 | 205 | 3% | 198.85 | Kit for protection cap 29107. Includes: 28002, 29060, 28003, 29031A, and 29039.2 (O-Ring in Kalrez) | Orbisphere
29089S6 | 614 | 3% | 595.58 | Pressure regulator, 6mm | Orbisphere
29104.07 | 386 | 3% | 374.42 | Protection cap for sensor in Monel with Tefzel washers and EPDM O-rings (supplied with 29054) | Orbisphere
29104.14 | 447 | 3% | 433.59 | Protection cap for sensor in Hasteloy with Tefzel washers and O-rings Viton (supplied with 29054.1) | Orbisphere
29104.17 | 386 | 3% | 374.42 | Protection cap for sensor in Monel with Tefzel washers and Viton O-rings (supplied with 29054.1) | Orbisphere
29106.4 | 262 | 3% | 254.14 | Protection cap for use in liquids and dry gases. Supplied with 29046.4 and Nitril O-rings. | Orbisphere
29117 | 1554 | 3% | 1507.38 | Test unit for two channel (TCD) | Orbisphere
29122.A | 877 | 3% | 850.69 | PC INTERFACE BOX, 95-130VAC | Orbisphere
29122.B | 877 | 3% | 850.69 | PC INTERFACE BOX, 207-253VAC | Orbisphere
29124 | 1154 | 3% | 1119.38 | Battery power interface for 3662EX | Orbisphere
29149 | 21.29 | 5% | 20.23 | FLUORIDE STD SOLN, 1.0MG/L 500ML | Hach
29153 | 29.55 | 5% | 28.07 | FLUORIDE STD SOLN,1.0MG/L 1000ML | Hach
2915900 | 332 | 3% | 322.04 | FILTER MEMBRANE EZ-PAK .45 UM PK/600 | Hach
2916700 | 1331 | 3% | 1291.07 | FILTER MEMBRANE DISPENSER EZ-PAK | Hach
2916800 | 339 | 3% | 328.83 | FILTER MEMBRAN EA-PAK .45 UM PK/600 | Hach
2916900 | 393 | 3% | 381.21 | FILTER MEMBRANE EZ-PAK .22 UM PK/600 | Hach
2918400 | 53.45 | 3% | 51.85 | KTO:DISPOSABLE BEAKER 50ML PK/100 | Hach
2918553 | 33.09 | 5% | 31.44 | 25PPM TOTAL ALKALINITY STD 1L | Hach
2918700 | 153 | 5% | 145.35 | POLYSEED BOD INNOCULUM PK/50 | Hach
2918800 | 222 | 5% | 210.9 | aaPOLYTOX, RAPID TOXICITY TEST | Hach
2922401 | 4509 | 3% | 4373.73 | KTO: COMPLETE WATER QUALITY DREL | Hach
2922501 | 4714 | 3% | 4572.58 | KTO: INDUSTRIAL WATER QUALITY DREL | Hach
2922601 | 6867 | 3% | 6660.99 | KTO: COMPLETE WATER QUALITY DREL W/METER | Hach
29229.07 | 213 | 3% | 206.61 | Monel membrane holding ring with extraction groove. For membranes of 50 ╡m thickness. | Orbisphere
2923 | 145 | 3% | 140.65 | CURRENT OUTPUT,SECOND 4-20 MA | American Sigma
29231.07 | 213 | 3% | 206.61 | Monel membrane holding ring with extraction groove. For membranes of 125 ╡m thickness. | Orbisphere
2923200 | 893 | 5% | 848.35 | RGT SET, DREL COMPL WATER QUAL | Hach
2923300 | 893 | 5% | 848.35 | RGT SET, DREL INDUST WTR QUAL | Hach
2923400 | 513 | 3% | 497.61 | APPARATUS SET, DREL WATER QUAL | Hach
2924050CP | 71.25 | 3% | 69.11 | KTO: PRY PLASTIC AMPULES PK/50, COLDPACK | Hach
2924GP | 363 | 3% | 352.11 | Replacement parts for 29508 | Orbisphere
2925000 | 117 | 5% | 111.15 | KTO: NUTRIENTS BASIC RGT SET TNT+ | Hach
2925100 | 245 | 5% | 232.75 | KTO: NUTRIENTS, ADV RGT SET TNT+ | Hach
2925200 | 192 | 5% | 182.4 | KTO: NUTRIENTS BASIC RGT SET TNT | Hach
2925300 | 459 | 5% | 436.05 | KTO: NUTRIENTS ADV RGT SET TNT | Hach
2927202 | 52.89 | 3% | 51.3 | BOTTLE, WASH, WIDE MOUTH 250ML PK/12 | Hach
2927203 | 31.55 | 3% | 30.6 | BOTTLE, WASH, WIDE MOUTH 500ML PK/6 | Hach
2927204 | 24.19 | 3% | 23.46 | BOTTLE, WASH, WIDE MOUTH 1L PK/3 | Hach
2927401 | 22.85 | 3% | 22.16 | GLOVES, NITRILE, w/Neu-Thera SMALL PK/100 | Hach
2927402 | 22.85 | 3% | 22.16 | GLOVES, NITRILE, w/Neu-Thera, MED PK/100 | Hach
2927403 | 22.85 | 3% | 22.16 | GLOVES, NITRILE, w/Neu-Thera, LG PK/100 | Hach
2927404 | 22.85 | 3% | 22.16 | GLOVES, NITRILE, w/Neu-Thera, X-LG PK/100 | Hach
2927701 | 12.89 | 3% | 12.5 | GLASSES, SAFETY CLEAR UD LENS | Hach
2927702 | 13.45 | 3% | 13.05 | GLASSES, SAFETY CLEAR XTR LENS | Hach
2927704 | 14.95 | 3% | 14.5 | GLASSES, SAFETY ESPRESSO XTR LENS | Hach
2927705 | 15.75 | 3% | 15.28 | GLASSES, SAFETY GOLD MIRROR UD LENS | Hach
2927802 | 12.05 | 3% | 11.69 | GLASSES, SAFETY SKYLINE CLEAR XTR | Hach
2927901 | 14.05 | 3% | 13.63 | GOGGLES, SPLASH CHEMICAL FUTURA | Hach
2927902 | 11.65 | 3% | 11.3 | GOGGLES, SPLASH CHEMICAL CLASSIC | Hach
2928001 | 9.19 | 3% | 8.91 | GOGGLES, SAFETY, STANDARD | Hach
2928002 | 11.29 | 3% | 10.95 | GOGGLES, SAFETY, FOGARD PLUS | Hach
2928101 | 25.59 | 3% | 24.82 | FACESHIELD | Hach
2928201 | 44.85 | 3% | 43.5 | BOTTLE, WASH, NALGENE YELLOW PK/6 | Hach
2928202 | 44.85 | 3% | 43.5 | BOTTLE, WASH, NALGENE BLUE PK/6 | Hach
2928203 | 44.85 | 3% | 43.5 | BOTTLE, WASH, NALGENE GREEN PK/6 | Hach
2928204 | 44.85 | 3% | 43.5 | BOTTLE, WASH, NALGENE RED PK/6 | Hach
2928301 | 20.29 | 3% | 19.68 | CYLINDER, GRTD, CLS A DBL MTRC 50ML | Hach
2928302 | 23.59 | 3% | 22.88 | CYLINDER, GRTD, CLS A DBL MTRC 100ML | Hach
2928303 | 32.45 | 3% | 31.48 | CYLINDER, GRTD, CLS A DBL MTRC 250ML | Hach
2928304 | 41.69 | 3% | 40.44 | CYLINDER, GRTD, CLS A DBL MTRC 500ML | Hach
2928305 | 65.59 | 3% | 63.62 | CYLINDER, GRTD, CLS A DBL MTRC 1L | Hach
2928401 | 28.35 | 3% | 27.5 | CYLINDER, LOW-FORM DBL METRIC 50ML | Hach
2928402 | 32.45 | 3% | 31.48 | CYLINDER, LOW-FORM DBL METRIC 100ML | Hach
2928501 | 20.19 | 3% | 19.58 | MAGNETIC STIRRING BAR ARRESTER | Hach
2928601 | 10.55 | 3% | 10.23 | STIR BAR, MAGNETIC, "+" SHAPE 3/8" | Hach
2928602 | 12.05 | 3% | 11.69 | STIR BAR, MAGNETIC, "+" SHAPE 3/4" | Hach
2928603 | 12.39 | 3% | 12.02 | STIR BAR, MAGNETIC, "+" SHAPE 1" | Hach
2928604 | 14.25 | 3% | 13.82 | STIR BAR, MAGNETIC, "+" SHAPE 1 1/4" | Hach
2928605 | 15.85 | 3% | 15.37 | STIR BAR. MAGNETIC. "+" SHAPE 1 1/2" | Hach
2929101 | 34.15 | 3% | 33.13 | BOTTLE, WASH, RED 250 ML NARROW PK/6 | Hach
2929103 | 34.15 | 3% | 33.13 | BOTTLE, WASH RED 500ML WIDE PK/6 | Hach
2929301 | 46.25 | 3% | 44.86 | SAMPLER DIPPER 3 FT HANDLE | Hach
2929302 | 59.25 | 3% | 57.47 | SAMPLER DIPPER 6 FT HANDLE | Hach
2929401 | 11.95 | 3% | 11.59 | SAMPLER, EXTRA CUP, 500ML | Hach
2929501 | 151 | 3% | 146.47 | SAMPLER, WATER DIPPER 3'- 9' HANDLE | Hach
2929601 | 52.89 | 3% | 51.3 | BOTTLE BRUSH, SWIVEL HEAD | Hach
2929902 | 21.69 | 3% | 21.04 | BOTTLE, DROPPER, 60ML | Hach
2929903 | 21.69 | 3% | 21.04 | BOTTLE, DROPPER, 125ML | Hach
2930 | 302 | 3% | 292.94 | PROBE,TEMPERATURE | American Sigma
2930003 | 48.15 | 3% | 46.71 | BOTTLE, WRT-ON LBL 500ML WIDE PK/12 | Hach
2930004 | 48.15 | 3% | 46.71 | BOTTLE, WRITE-ON LABEL 1L WIDE PK/6 | Hach
2930101 | 52.89 | 3% | 51.3 | BOTTLE, WASH NARROW MTH 125ML PK/12 | Hach
2930102 | 52.89 | 3% | 51.3 | BOTTLE, WASH NARROW MTH 250ML PK/12 | Hach
2930103 | 52.89 | 3% | 51.3 | BOTTLE, WASH, NARROW MTH 500ML PK/12 | Hach
2930201 | 62.45 | 3% | 60.58 | BOTTLE, WASH, AUTOCLAVE, 500ML, PK.6 | Hach
2930202 | 62.45 | 3% | 60.58 | BOTTLE, WASH, AUTOCLAVE, 1-L, PK/4 | Hach
2930500 | 39.89 | 5% | 37.9 | KTO: REAGENT SET, HR AQUA AMMONIA | Hach
2932810 | 5.59 | 3% | 5.42 | DISPOSABLE, 30X30 CM,196/BX | Hach
29331GP | 34.65 | 3% | 33.61 | Polishing Powder (3um) | Orbisphere
2933GP | 33.45 | 3% | 32.45 | Polishing Powder | Orbisphere
29341 | 23.85 | 3% | 23.13 | Cathode polishing cloth for miniature sensors. | Orbisphere
2934GP | 33.45 | 3% | 32.45 | Polishing cloth | Orbisphere
2935A | 96 | 3% | 93.12 | Membrane, Halar, 25um | Orbisphere
2935A-A | 272 | 3% | 263.84 | RECHARGE KIT OF 4 PRE-FILLED CARTRIDGES FOR THE A1100 SENSORS | Orbisphere
2935A-AG | 340 | 5% | 323 | Recharge kit of 4 pre-filled cartridges with premounted 2935A membranes and Gore-Tex | Orbisphere
2936 | 134 | 3% | 129.98 | TOTALIZER OPTION,SUB. PRESSURE | Orbisphere
2936100 | 77.25 | 3% | 74.93 | FILTER, MEMBRANE GRID 47MM PK/150 | Hach
2936200 | 156 | 3% | 151.32 | FILTER, STER 0.7UM 47MM PK/150 | Hach
2936300 | 70.89 | 3% | 68.76 | nn PETRI DISH W/PAD 47MM PK/150 | Hach
2936500 | 296 | 3% | 287.12 | FILTER,MEMB GRID 47MM PK/600 MILLIP | Hach
2936600 | 366 | 3% | 355.02 | FILTER, STER 0.7UM 47MM PK/600 | Hach
2936701 | 1905 | 3% | 1847.85 | BALANCE, ANALYTICAL 80G X 0.1MG 100-240V 50/60HZ | Hach
2936801 | 2113 | 3% | 2049.61 | BALANCE, ANALYTICAL 120GX0.1MG 100-240V 50/60HZ | Hach
2936901 | 2643 | 3% | 2563.71 | BALANCE, ANALYTICAL 210GX0.1MG 100-240V 50/60HZ | Hach
2936L | 114 | 5% | 108.3 | Electrolyte for O2 sensors, low temperature, improved conductivity | Orbisphere
2937001 | 1348 | 3% | 1307.56 | BALANCE, PRECISION 250G X 1MG 100-240V 50/60HZ | Hach
2937101 | 2081 | 3% | 2018.57 | BALANCE, PRECISION 500G X 1MG 100-240V 50/60HZ | Hach
2937201 | 1348 | 3% | 1307.56 | BALANCE, LAB 600G X .01G 100-240V 50/60HZ | Hach
2937406 | 4.35 | 3% | 4.22 | KTO: BOTTLE DROP 118ML/CAP, 6/PK | Hach
2937506 | 5.95 | 3% | 5.77 | KTO: BOTTLE DISP CAP PLUG 29ML, 6/PK | Hach
2937606 | 7.19 | 3% | 6.97 | KTO: BOTTLE DISP CAP PLUG 59ML, 6/PK | Hach
2937706 | 12.59 | 3% | 12.21 | KTO: BOTTLE AMBGLASS CAP 118ML, 6/PK | Hach
2937806 | 15.85 | 3% | 15.37 | KTO: BOTTLE AMBGLASS CAP 237ML, 6/PK | Hach
2937906 | 22.35 | 3% | 21.68 | KTO: BOTTLE AMBGLAS CAP, 473ML, 6/PK | Hach
2938006 | 30.25 | 3% | 29.34 | KTO: BOTTLE AMBGLASS/CAP, 1L, 6/PK | Hach
2938106 | 5.29 | 3% | 5.13 | KTO: BOTTLE DISP CAP PLUG 15ML, 6/PK | Hach
2938200 | 12.55 | 3% | 12.17 | ALCOHOL PREP PADS, STERILE, 200/PK | Hach
2938300 | 24.99 | 3% | 24.24 | CARRIER TRAY FOR BOTTLES & REAGENTS | Hach
2938500 | 14.95 | 3% | 14.5 | KTO: CUBITAINER, 20 L W/SPIGOT | Hach
2938700 | 9.85 | 3% | 9.55 | TUBING/STOPPER SIZER | Hach
2939103 | 26.45 | 3% | 25.66 | BOTTLE, WM, PP, AUTOCLV 125ML, PK/12 | Hach
2939800 | 690 | 3% | 669.3 | KTO: DR5000 CARRYING CASE & DOLLY | Hach
2942700 | 1247 | 3% | 1209.59 | MICROSCOPE, STEREO 10X W/8X-35X ZOOM | Hach
2942800 | 1302 | 3% | 1262.94 | MICROSCOPE, STEREO, 12.8X-56X ZOOM | Hach
2943000 | 151 | 3% | 146.47 | SAMPLER DIPPER 12 FT HANDLE | Hach
2943100 | 86.05 | 3% | 83.47 | aa BOTTLE, BOD, 300ML DISPOSABLE 100/BX | Hach
2943200 | 1051 | 5% | 998.45 | EPA 1664A SPE APPARATUS, STARTER KIT | Hach
2943211 | 175 | 3% | 169.75 | FLASK, TS 40/35, 1L | Hach
2943212 | 40.59 | 3% | 39.37 | FLASK, RND FLAT BOT, TS 24/25, 125ML | Hach
2943213 | 55 | 3% | 53.35 | FLASK, FLAT SID, TS 24/25, 125ML | Hach
2943214 | 220 | 3% | 213.4 | ELUTER, GLASS, W/#2HB | Hach
2943215 | 334 | 3% | 323.98 | CONDENSER, CROSSOVER W/#2HB | Hach
2943216 | 220 | 3% | 213.4 | HOLDER, STARTER, 47MM | Hach
2943217 | 106 | 3% | 102.82 | FUNNEL, 300ML, 47MM | Hach
2943218 | 34.95 | 3% | 33.9 | COUPLER, PTFE, 47MM | Hach
2943220 | 106 | 3% | 102.82 | CLAMP, ALUMINUM, 47MM | Hach
2943221 | 40.59 | 3% | 39.37 | TUBING, TYGON(R), 3/8" ID X 5/8" OD | Hach
2943222 | 29.29 | 3% | 28.41 | TUBE, COLLECTION, 30X200MM | Hach
2943223 | 14.05 | 3% | 13.63 | O-RINGS, COUPLER, 47MM | Hach
2943224 | 7.29 | 3% | 7.07 | CLAMP, PXME ACETAL, TS 24/25 | Hach
2943225 | 140 | 3% | 135.8 | STOPCOCK, GLASS, 3 WAY, 4MM, ID | Hach
2943226 | 46.25 | 3% | 44.86 | PAN, ALUMINUM, 105MM, 100/PK | Hach
2943227 | 154 | 3% | 149.38 | PREFILTERS, 3XGMF, 42MM, 48/PK | Hach
2943228 | 17.95 | 3% | 17.41 | VIAL, COLLECTION, 30X125MM | Hach
2943229 | 15.25 | 3% | 14.79 | O-RING, COLLECTION TUBE | Hach
2943231 | 734 | 5% | 697.3 | KIT STARTER W/O SR, EPA 1664A | Hach
2943232 | 1051 | 3% | 1019.47 | SPE STARTER KIT, MANIFOLD, 3 PLACE | Hach
2943233 | 569 | 3% | 551.93 | FLASK, FLAT, TS 24/25, 12/PK | Hach
2943234 | 289 | 3% | 280.33 | SIDEARM, MANIFOLD, ELUTER | Hach
2943235 | 220 | 3% | 213.4 | HOLDER, MANIFOLD, 47MM | Hach
2943236 | 118 | 3% | 114.46 | HOLDER, FILTRATION, 47MM | Hach
2943237 | 14.05 | 3% | 13.63 | PANS, ALUMINUM, 105MM, 24/PK | Hach
2943238 | 17.95 | 3% | 17.41 | STOPPER, SILICONE W/9.5MM HOLE, #8 | Hach
2943241 | 29.29 | 3% | 28.41 | STOPPER, #13.5, 2HOLE/ADAPTER | Hach
2943242 | 17.95 | 3% | 17.41 | STOPPER, #11.5, 2HOLE/ADAPTER | Hach
2943300 | 223 | 3% | 216.31 | SPE FILTERS, 1664A, 47MM, 48/PK | Hach
2943301 | 119 | 3% | 115.43 | SPE FILTERS, 1664A, 47MM, 24/PK | Hach
2943400 | 19.69 | 3% | 19.1 | PIPETS, TRANSFER, PE, 15ML, 48/PK | Hach
2943401 | 11.29 | 3% | 10.95 | PIPETS, TRANSFER, PE, 15ML, 24/PK | Hach
2943500 | 163 | 5% | 154.85 | INLINE COLUMN W/SODIUM SULFATE 48/PK | Hach
2943501 | 87.25 | 5% | 82.89 | INLINE COLUMN W/SODIUM SULFATE 24/PK | Hach
2943600 | 105 | 3% | 101.85 | GLASS WOOL, PREFILTER FIBERS, 50G | Hach
2943701 | 14.15 | 5% | 13.44 | EPA 1664A STD 1X30, 4MG/ML | Hach
2943702 | 6.25 | 5% | 5.94 | EPA 1664A STD, 1X10ML, 4MG/ML, EA | Hach
2943703 | 81.89 | 5% | 77.8 | EPA 1664A STD 4X26ML, 8MG/ML | Hach
2943800 | 191 | 3% | 185.27 | SPE CONSUMABLES KIT | Hach
2943900 | 88.89 | 3% | 86.22 | ACRYLIC BOD BOTTLE STOPPERS, 25/PK | Hach
2943901 | 5.65 | 3% | 5.48 | ACRYLIC BOD BOTTLE STOPPERS | Hach
2944000 | 136 | 3% | 131.92 | FILTER, MEMB 0.45UM 25MM PK/100 | Hach
2945027 | 68.79 | 3% | 66.73 | PLAN OBJECTIVE 4X, MICROSCOPE LENS | Hach
2945028 | 80.45 | 3% | 78.04 | PLAN OBJECTIVE 10X, MICROSCOPE LENS | Hach
2945029 | 154 | 3% | 149.38 | PLAN OBJECTIVE 40X, MICROSCOPE LENS | Hach
2945030 | 209 | 3% | 202.73 | PLAN OBJECTIVE 100X, MICROSCOPE LENS | Hach
2945035 | 1479 | 3% | 1434.63 | LEICA, DM500, ACHROMATIC OUTFIT | Hach
2945040 | 13.25 | 3% | 12.85 | U.S. DETACHED POWER CORD ONLY | Hach
2945041 | 13.25 | 3% | 12.85 | EU DETACHED POWER CORD ONLY | Hach
2946001 | 26.25 | 3% | 25.46 | FIXED VOLUME PIPETTE, 5UL | Hach
2946002 | 26.25 | 3% | 25.46 | FIXED VOLUME PIPETTE, 10UL | Hach
2946003 | 26.25 | 3% | 25.46 | FIXED VOLUME PIPETTE, 20UL | Hach
2946005 | 26.25 | 3% | 25.46 | FIXED VOLUME PIPETTE, 50UL | Hach
2946006 | 26.25 | 3% | 25.46 | FIXED VOLUME PIPETTE, 100UL | Hach
2946007 | 28.99 | 3% | 28.12 | FIXED VOLUME PIPETTE, 200UL | Hach
2946008 | 28.99 | 3% | 28.12 | FIXED VOLUME PIPETTE, 250UL | Hach
2946009 | 28.99 | 3% | 28.12 | FIXED VOLUME PIPETTE, 500UL | Hach
2946010 | 28.99 | 3% | 28.12 | FIXED VOLUME PIPETTE, 1000UL | Hach
2946025 | 788 | 3% | 764.36 | MICROSCOPE BASE W/CONDENSER | Hach
2946026 | 412 | 3% | 399.64 | MICROSCOPE EYE VIEWING TUBES | Hach
2946031 | 183 | 3% | 177.51 | 4 PLACE PHASE SLIDER FOR MICROSCOPE | Hach
2946102 | 3.15 | 3% | 3.06 | ff STOPPER, RUBBER 1 HOLE 7/8", #7 | Hach
2946103 | 3.35 | 3% | 3.25 | STOPPER, RUBBER 1HOLE 7/8", #8 | Hach
2946203 | 3.15 | 3% | 3.06 | ff STOPPER, RUBBER 1 HOLE 7/16", #8 | Hach
2946401 | 3390 | 3% | 3288.3 | MOISTURE ANALYZER, 35G 100-115VAC | Hach
2946402 | 4654 | 3% | 4514.38 | MOISTURE ANALYZER, 45G 100-115VAC | Hach
2946403 | 3390 | 3% | 3288.3 | MOISTURE ANALYZER, 35G, 230V EURO | Hach
2946404 | 4137 | 3% | 4012.89 | MOISTURE ANALYZER, 45G, 230V, EURO | Hach
2946701 | 430 | 3% | 417.1 | ASSEMBLY, DISTILLATION KIT | Hach
2946702 | 559 | 3% | 542.23 | ASSEMBLY, ELUTER, MANIFOLD | Hach
2946703 | 10.45 | 3% | 10.14 | ASSEMBLY, VENT MANIFOLD, 3/PK | Hach
2946704 | 512 | 3% | 496.64 | ASSEMBLY, SPE, STARTER, 47MM | Hach
2946705 | 512 | 3% | 496.64 | ASSEMBLY, SPE, MANIFOLD, 47MM | Hach
2946706 | 333 | 3% | 323.01 | ASSEMBLY, FILTRATION, 47MM | Hach
2946707 | 1051 | 3% | 1019.47 | ASSEMBLY, MANIFOLD, 3 PLACE, SS | Hach
2946801 | 129 | 3% | 125.13 | FIELD BALANCE, 200 X 0.1G, 115V,60HZ | Hach
2946802 | 129 | 3% | 125.13 | FIELD BALANCE, 2000 X 1 G, 115V,60HZ | Hach
2946900 | 21.15 | 3% | 20.52 | 2GB USB FLASH DRIVE | Hach
2947050 | 1450 | 3% | 1406.5 | KTO: PLAN ACHROMATIC MICROSCOPE | Hach
2947517 | 86.79 | 5% | 82.45 | SPADNS2 (ARSENIC-FREE) FLUORIDE REAGENT, 3.78 L | Hach
2947549 | 25.29 | 5% | 24.03 | SPADNS2 (ARSENIC-FREE) FLUORIDE REAGENT, 500 ML | Hach
2947553 | 35.65 | 5% | 33.87 | SPADNS2 (ARSENIC-FREE) FLUORIDE REAGENT, 1 L | Hach
2947600 | 26.95 | 5% | 25.6 | KTO: PH BUFFER SOLUTION KIT 500mL | Hach
2947801 | 94.69 | 3% | 91.85 | SPE FILTERS, 47MM, 1-LAYER, 50/PK | Hach
2947802 | 291 | 3% | 282.27 | SPE FILTERS, 90MM, 1-LAYER, 50/PK | Hach
2947808 | 732 | 3% | 710.04 | SPE FILTERS, 47MM, 1-LAYER, 300/PK | Hach
2947809 | 1708 | 3% | 1656.76 | SPE FILTERS, 90MM, 1-LAYER, 300/PK | Hach
2947820 | 76.59 | 3% | 74.29 | FILTERS, SPE, 47MM, 50/PK | Hach
2947822 | 228 | 3% | 221.16 | FILTERS, SPE, 90MM, 50/PK | Hach
2947824 | 38.49 | 3% | 37.34 | PREFILTERS, 5um, GF, 47MM, 50/PK | Hach
2947826 | 113 | 3% | 109.61 | PREFILTERS, 5um, GF, 90MM, 50/PK | Hach
2947901 | 24.89 | 3% | 24.14 | PREFILTERS, 5UM PP, 47MM, 25/PK | Hach
2947902 | 48.59 | 3% | 47.13 | PREFILTERS, 5UM PP, 90MM, 25/PK | Hach
2948000 | 28.05 | 3% | 27.21 | PANS, ALUMINUM, 70MM, 100/PK | Hach
2948201 | 130 | 3% | 126.1 | SPE FILTERS, 90MM, 3-LAYER, 12/PK | Hach
2948202 | 130 | 3% | 126.1 | SPE FILTERS, 95MM, 3-LAYER, 12/PK | Hach
2948301 | 52.99 | 3% | 51.4 | FLASK, FLAT SIDED, TS 19/22, 125ML | Hach
2948302 | 542 | 3% | 525.74 | FLASK, FLAT, TS 19/22, 125ML, 12/PK | Hach
2948600 | 36.49 | 3% | 35.4 | SAMPLE PANS, ALUMINUM, 50/BX | Hach
2948700 | 39.89 | 3% | 38.69 | PIPET TIPS, 200 UL, 1000/PK | Hach
2948710 | 4.49 | 3% | 4.36 | PIPET TIP, FOR 2946006 PK/10 | Hach
29508 | 8680 | 3% | 8419.6 | Multiparameter flow cell, headspace | Orbisphere
2950830 | 23.15 | 5% | 21.99 | aa COD SOLUTION 1, 300 TESTS | Hach
2950915 | 39.59 | 5% | 37.61 | aa COD SOLN 2, HR 0-1500, 150 TESTS | Hach
2951015 | 39.59 | 5% | 37.61 | aa COD SOLN 2, LR 0-150, 150 TESTS | Hach
2951401 | 9.59 | 3% | 9.3 | BOTTLE, WM, AMBER, GLASS, 1L, EA | Hach
29521A | 98.49 | 3% | 95.54 | Membrane, Tefzel, 125um | Orbisphere
29521A-A | 272 | 3% | 263.84 | RECHARGE KIT OF 4 PRE-FILLED CARTRIDGES FOR THE A1100 SENSORS | Orbisphere
2952400 | 2454 | 3% | 2380.38 | KTO: BOD TRAK II | Hach
2952401 | 2125 | 3% | 2061.25 | nn vv BODTRAK II INSTRUMENT | Hach
2952440 | 81.6 | 5% | 77.52 | BODTRAK II, REAGENT SET W/BOTTLES | Hach
2952450 | 2437 | 3% | 2363.89 | aa BODTRAK II, INSTRUMENT, ASSEMBLY | Hach
2952A | 101 | 3% | 97.97 | Membranes, Tefzel, 25um | Orbisphere
2952A-A | 303 | 3% | 293.91 | dg RECHARGE KIT, of 4 prefilled cartridges | Orbisphere
2952A-AG | 362 | 3% | 351.14 | Recharge Kit of prefilled cartidges - Gor-tex | Orbisphere
2953000 | 33397 | 3% | 32395.09 | rr KTO: NAVY LABORATORY APPARATUS SET | Hach
2953100 | 10903 | 3% | 10575.91 | rr KTO: NAVY LABORATORY REAGENT SET | Hach
29552A | 103 | 3% | 99.91 | Membranes | Orbisphere
29552A-A | 303 | 3% | 293.91 | dg Recharge Kit of prefilled cartidges | Orbisphere
29552A-AG | 362 | 5% | 343.9 | Recharge Kit of prefilled cartidges - Gor-tex | Orbisphere
29552A-AK | 303 | 5% | 287.85 | RECHARGE KIT, 29552A MEMBRANES (4X), KALREZ | Orbisphere
29552A-AV | 348 | 3% | 337.56 | RECHARGE KIT, 29552A MEMBRANES (4X), VITON | Orbisphere
29552A-C | 360 | 3% | 349.2 | RECHARGE KIT 29552A FOR C1100 | Orbisphere
29552A-CT | 360 | 5% | 342 | Recharge kit of 4 pre-filled cartridges with premounted 29552A membranes for C1100 ozone sensors with 33051-xT cap only. | Orbisphere
2955300 | 218 | 3% | 211.46 | KTO: AMTAX MEMBRANE CAPS & ELECT (LR) | Hach
2956110 | 79.35 | 3% | 76.97 | REPLACE SENSOR/pH 10, 20, 30 | Hach
29561A | 106 | 3% | 102.82 | Membrane, for TC sensor | Orbisphere
2956A | 101 | 3% | 97.97 | Membranes, PFA, 25um Box of 25 | Orbisphere
2956A-A | 303 | 3% | 293.91 | RECHARGE KIT OF 4 PRE-FILLED CARTRIDGES W/PREMOUNTED 2956A MEMBRANES | Orbisphere
2956A-A05 | 356 | 5% | 338.2 | Recharge kit of 4 pre-filled cartridges with premounted 2956A membranes for A1xxx oxygen sensors. Includes o-rings, cotton filters and cleaning tools. Special low concentration electrolyte. | Orbisphere
2956A-AG | 378 | 3% | 366.66 | Recharge Kit of prefilled cartidges - Gor-tex | Orbisphere
2956A-AK | 303 | 3% | 293.91 | RECHARGE KIT, 2956A MEMBRANES (4X), KALREZ | Orbisphere
2956A-AT | 303 | 5% | 287.85 | Recharge kit of 4 premounted 2956A membranes for A1100 oxygen sensors with 33051-xT cap only. | Orbisphere
2956A-AT05 | 303 | 5% | 287.85 | Recharge kit of 4 premounted 2956A membranes for A1100 oxygen sensors with 33051-xT cap only. Special low concentration electrolyte. | Orbisphere
2956A-AV | 348 | 3% | 337.56 | RECHARGE KIT, 2956A MEMBRANES (4X), VITON | Orbisphere
2956A-AVG | 355 | 5% | 337.25 | Recharge kit, 2956A membranes (4x), viton o-rings and Gore-Tex for A1xxx sensors | Orbisphere
2956A-B | 362 | 5% | 343.9 | oo RECHARGE KIT 2956A FOR B1100 | Orbisphere
2956A-C | 360 | 3% | 349.2 | RECHARGE KIT 2956A FOR C1100 | Orbisphere
2956A-CT | 360 | 3% | 349.2 | Recharge kit of 4 pre-filled cartridges with premounted 2956A membranes for C1100 ozone sensors with 33051-xT cap only. | Orbisphere
2956A-OZ | 80.59 | 3% | 78.17 | PFA MEMB. FOR O3 313XX EC SENSORS | Orbisphere
2958700 | 320 | 3% | 310.4 | STIRRER FOR BODTRAK II | Hach
2958A | 103 | 3% | 99.91 | Membrane, Tefzel, 12.5um | Orbisphere
2958A-A | 303 | 3% | 293.91 | RECHARGE KIT, of 4 prefilled cartridges | Orbisphere
2959/500ML | 276 | 5% | 262.2 | Electrolyte 500 ml | Orbisphere
2959700 | 7.8 | 3% | 7.57 | BOX, BODTRAK II POWER ADAPTOR | Hach
2959GP | 101 | 5% | 95.95 | ELECTROLYTE FOR OXYGEN SENSORS, 2x25ML | Orbisphere
2960100 | 802 | 3% | 777.94 | CITIZEN PD-24 PRINTER PACKAGE | Hach
2961701 | 18.95 | 5% | 18 | STABLCAL VERIFICATION AMPULE, 10 NTU | Hach
2961742 | 52.99 | 5% | 50.34 | STABLCAL VERIF STD, 10 NTU, 100 ML | Hach
2961749 | 79.75 | 5% | 75.76 | STABLCAL VERIF STD, 10 NTU, 500 ML | Hach
2961GP | 148 | 5% | 140.6 | Electrolyte, 50ml, H2S insensitivity | Orbisphere
2962266 | 22.55 | 5% | 21.42 | RESPIROMETRIC BOD BUFFER SOLUTION PLW PK/50 | Hach
2962600 | 12644 | 3% | 12264.68 | KTO: 9240 1-CHANNEL, PANEL, NO DIPA | Polymetron
2962700 | 14309 | 3% | 13879.73 | KTO: 9240 2-CHANNEL, PANEL, NO DIPA | Polymetron
2962800 | 15972 | 3% | 15492.84 | KTO: 9240 3-CHANNEL, PANEL, NO DIPA | Polymetron
2962900 | 17636 | 3% | 17106.92 | KTO: 9240 4-CHANNEL, PANEL, NO DIPA | Polymetron
2963000 | 12867 | 3% | 12480.99 | KTO: 9240 1-CHANNEL, ENCLOSED, NO DIPA | Polymetron
2963100 | 14530 | 3% | 14094.1 | KTO: 9240 2-CHANNEL, ENCLOSED, NO DIPA | Polymetron
2963200 | 16194 | 3% | 15708.18 | KTO: 9240 3-CHANNEL, ENCLOSED, NO DIPA | Polymetron
2963300 | 17857 | 3% | 17321.29 | KTO: 9240 4-CHANNEL, ENCLOSED, NO DIPA | Polymetron
2963400 | 13754 | 3% | 13341.38 | KTO: 9240 1-CHANNEL, PANEL, K-KIT, NO DIPA | Polymetron
2963500 | 15418 | 3% | 14955.46 | KTO: 9240 2-CHANNEL, PANEL, K-KIT, NO DIPA | Polymetron
2963600 | 17082 | 3% | 16569.54 | KTO: 9240 3-CHANNEL, PANEL, K-KIT, NO DIPA | Polymetron
2963700 | 18746 | 3% | 18183.62 | KTO: 9240 4-CHANNEL, PANEL, K-KIT, NO DIPA | Polymetron
2963800 | 13912 | 3% | 13494.64 | KTO: 9240 1-CHANNEL, ENCLOSED, K-KIT, NO DIPA | Polymetron
2963900 | 15576 | 3% | 15108.72 | KTO: 9240 2-CHANNEL, ENCLOSED, K-KIT, NO DIPA | Polymetron
2964000 | 17239 | 3% | 16721.83 | KTO: 9240 3-CHANNEL, ENCLOSED, K-KIT, NO DIPA | Polymetron
2964100 | 18903 | 3% | 18335.91 | KTO: 9240 4-CHANNEL, ENCLOSED, K-KIT, NO DIPA | Polymetron
2964349 | 39.05 | 5% | 37.1 | PROBE CLEANING SOLN, PROTEIN, 500ML | Hach
2964449 | 23.69 | 5% | 22.51 | PROBE RINSE SOLN, NON-IONIC, 500ML | Hach
2964926 | 12.95 | 5% | 12.3 | FREECHLOR F REAGENT SOLUTION | Hach
2965026 | 12.85 | 5% | 12.21 | KTO: ELECTRODE FILLING SOLN, 2.44M KCI | Hach
2965050 | 0 | 5% | 0 | ELECTRODE FILLING SOLN, 2.44M KCI | Hach
2965126 | 18.25 | 5% | 17.34 | KTO: ELECTRODE FILLING SOLN, 0.02M NH4CI | Hach
2965249 | 33.25 | 5% | 31.59 | ELECTRODE CLEANING SOLUTION | Hach
2965349 | 26.85 | 5% | 25.51 | REDUCING SOLN, ORP ELECTRODES | Hach
2965700 | 7.25 | 3% | 7.03 | DISPENSING CAP KIT | Hach
2966000 | 22.19 | 3% | 21.52 | REAR PLATE, BOD | Hach
29665 | 20.29 | 3% | 19.68 | EXTENSION CABLE, 3 WIRE (PER METER) | Orbisphere
2966500 | 105 | 3% | 101.85 | THIMBLE, CELLULOSE, 25X80MM, 25/PK, 100% COTTON CELLULOSE MATERIAL | Hach
2966600 | 104 | 3% | 100.88 | THIMBLE, CELLULOSE, 22X100MM, 25/PK, 100% COTTON CELLULOSE MATERIAL | Hach
2966700 | 123 | 3% | 119.31 | THIMBLE, CELLULOSE, 33X80MM, 25/PK, 100% COTTON CELLULOSE MATERIAL | Hach
2967000 | 84.69 | 3% | 82.15 | WTR CRTG FLTR - ORG REMOVAL | Hach
2967100 | 110 | 3% | 106.7 | WTR CRTG FLTR - UNIVERSAL USE | Hach
29672.305 | 285 | 3% | 276.45 | Cable, serial, 4 wire, twisted | Orbisphere
2967200 | 91.05 | 3% | 88.32 | SINGLE PLACE WALL BRACKET, SIEMENS | Hach
2967300 | 133 | 3% | 129.01 | DUPLEX WALL BRACKET, SIEMENS | Hach
2967500 | 145 | 3% | 140.65 | REPLACEMENT SENSOR FOR OAKTON ORP | Hach
2967620 | 48.95 | 5% | 46.5 | aa FAST DIGEST COD SOLUTION 1, 200 TESTS | Hach
2967710 | 39.59 | 5% | 37.61 | aa FAST DIGEST COD SOLUTION 2 LR, 100 TESTS | Hach
2967810 | 39.59 | 5% | 37.61 | aa FAST DIGEST COD SOLUTION 2 HR, 100 TESTS | Hach
2967900 | 123 | 5% | 116.85 | aa KTO: RGT SET FAST COD LR, 200 TESTS | Hach
2968000 | 123 | 5% | 116.85 | aa KTO: RGT SET FAST COD HR, 200 TESTS | Hach
2968100 | 494 | 3% | 479.18 | POWER SUPPLY EXT, 100-240VAC IN 12V OUT | Hach
29682.01 | 446 | 3% | 432.62 | 1 meter of 8 wire shielded communications cable for remote mounting of display unit of the 3624+. Supplied with 2 attached LEMO 8 connectors. (Included in the kit 32543.01). | Orbisphere
29682.03 | 446 | 3% | 432.62 | 3 meters of 8 wire shielded communications cable for remote mounting of display unit of the 3624+. Supplied with 2 attached LEMO 8 connectors. (Included in the kit 32543.03). Max lenght 30m | Orbisphere
29682.05 | 481 | 3% | 466.57 | 5 meters of 8 wire shielded communications cable for remote mounting of display unit of the 3624+. Supplied with 2 attached LEMO 8 connectors. (Included in the kit 32543.03). Max lenght 30m | Orbisphere
29682.10 | 569 | 3% | 551.93 | 10 meters of 8 wire shielded communications cable for remote mounting of display unit of the 3624+. Supplied with 2 attached LEMO 8 connectors. (Included in the kit 32543.03). Max lenght 30m | Orbisphere
29682.15 | 638 | 3% | 618.86 | 15 meters of 8 wire shielded communications cable for remote mounting of display unit of the 3624+. Supplied with 2 attached LEMO 8 connectors. (Included in the kit 32543.03).15 Max lenght 30m | Orbisphere
29682.20 | 741 | 3% | 718.77 | PROBRIX HEAD CABLE,20M | Orbisphere
29682.25 | 826 | 3% | 801.22 | 25 meters of 8 wire shielded communications cable for remote mounting of display unit of the 3624+. Supplied with 2 attached LEMO 8 connectors. (Included in the kit 32543.03). Max lenght 30m | Orbisphere
29682.30 | 914 | 3% | 886.58 | PROBRIX HEAD CABLE,30M | Orbisphere
2968700 | 17.65 | 3% | 17.12 | KTO: LAB SUPPLY KIT | Hach
2968800 | 328 | 3% | 318.16 | DO METER, PEN STYLE | Hach
2968810 | 15.25 | 3% | 14.79 | REPLACEMENT PROBE HEAD, DO PEN | Hach
2968820 | 20.59 | 5% | 19.56 | REPLACEMENT ELECTROLYTE, DO METER | Hach
29691 | 842 | 5% | 799.9 | Electrolyte, 1 liter, Ozone | Orbisphere
2969G | 197 | 5% | 187.15 | ELECTROLYTE FOR OZONE SENSOR | Orbisphere
2969GP | 101 | 5% | 95.95 | Electrolyte 50 ml, Ozone | Orbisphere
2971200 | 268 | 5% | 254.6 | STABLCAL 500ML CALIBRATION KIT, 2100Q | Hach
2971205 | 171 | 5% | 162.45 | STABLCAL AMPULE CALIBRATION KIT, 2100Q | Hach
2971210 | 157 | 5% | 149.15 | STABLCAL 100 ML CALIBRATION KIT, 2100Q | Hach
2971401 | 61.35 | 5% | 58.28 | aa nn TURBIDITY STD, GELEX 1 NTU | Hach
2971826 | 9.69 | 5% | 9.21 | SODIUM CHLORIDE, 100╡S/cm, 50ML | Hach
2971842 | 15.85 | 5% | 15.06 | SODIUM CHLORIDE, 100 uS/cm, 100ML | Hach
2971849 | 38.39 | 5% | 36.47 | SODIUM CHLORIDE, 100╡S/cm, 500ML | Hach
2972226 | 9.69 | 5% | 9.21 | SODIUM CHLORIDE, 10,000╡S/cm, 50ML | Hach
2972242 | 15.85 | 5% | 15.06 | SODIUM CHLORIDE, 10,000╡S/cm, 100ML | Hach
2972249 | 38.39 | 5% | 36.47 | SODIUM CHLORIDE, 10,000╡S/cm, 500ML | Hach
2973300 | 80.15 | 5% | 76.14 | KTO: Conductivity Kit, 500mL Each (100╡S/cm, 1000╡S/cm, 10,000╡S/cm & 35ppt Salinity | Hach
2973936 | 5.55 | 5% | 5.27 | BUFFER SOLN, pH6.86, 15ML, COLORLESS | Hach
2974036 | 5.55 | 5% | 5.27 | BUFFER SOLN, pH9.18, 15ML COLORLESS | Hach
2974226 | 9.79 | 5% | 9.3 | 0.001M KCI CONDUCTIVITY SOLN, 50ML | Hach
2974249 | 40.65 | 5% | 38.62 | 0.001M KCI CONDUCTIVITY SOLN, 500ML | Hach
2974326 | 9.79 | 5% | 9.3 | 0.01M KCI CONDUCTIVITY SOLN, 50ML | Hach
2974349 | 40.65 | 5% | 38.62 | 0.01M KCI CONDUCTIVITY SOLN, 500ML | Hach
2974426 | 9.79 | 5% | 9.3 | 0.1M KCI CONDUCTIVITY SOLN, 50ML | Hach
2974449 | 40.65 | 5% | 38.62 | 0.1M KCI CONDUCTIVITY SOLN, 500ML | Hach
2974526 | 9.79 | 5% | 9.3 | 442-30 TDS STANDARD SOLN, 50ML | Hach
2974549 | 40.65 | 5% | 38.62 | 442-30 TDS STANDARD SOLN, 500ML | Hach
2974626 | 9.79 | 5% | 9.3 | 442-300 TDS STANDARD SOLN, 50ML | Hach
2974649 | 40.65 | 5% | 38.62 | 442-300 TDS STANDARD SOLN, 500ML | Hach
2974726 | 9.79 | 5% | 9.3 | 442-1000 TDS STANDARD SOLN, 50ML | Hach
2974749 | 40.65 | 5% | 38.62 | 442-1000 TDS STANDARD SOLN, 500ML | Hach
2974826 | 9.79 | 5% | 9.3 | 442-3000 TDS STANDARD SOLN, 50ML | Hach
2974849 | 40.65 | 5% | 38.62 | 442-3000 TDS STANDARD SOLN, 500ML | Hach
2975126 | 17.65 | 5% | 16.77 | ACID ELECTRODE CLEANING SOLN, 50ML | Hach
2975149 | 31.65 | 5% | 30.07 | ACID ELECTRODE CLEANING SOLN, 500ML | Hach
2976100 | 5123 | 3% | 4969.31 | KTO: SONTAX sc W/SC200 PR9OFIBUS | Hach
2976200 | 5123 | 3% | 4969.31 | KTO: SONATAX sc W/sc200 R485 & 232 | Hach
2976300 | 4792 | 3% | 4648.24 | KTO: SONATAX sc W/sc200 STANDARD | Hach
2976400 | 18852 | 3% | 18286.44 | KTO: UVAS sc PROBE, 2MM, W/sc200 | Hach
2976500 | 19275 | 3% | 18696.75 | KTO: UVAS sc PROBE, 50MM, W/sc200 | Hach
2976600 | 19275 | 3% | 18696.75 | KTO: UVAS sc PROBE, 5MM, W/sc200 | Hach
2976700 | 19275 | 3% | 18696.75 | KTO: UVAS sc PROBE, 1MM, W/sc200 | Hach
2976800 | 2892 | 3% | 2805.24 | KTO: 1720E W/sc200, 2CH | Hach
2976800CN | 2892 | 3% | 2805.24 | KTO: 1720E W/sc200, 2CH, China | Hach
2976800-US | 2823 | 3% | 2738.31 | ARRA KTO: 1720E with US sc200, 2 Inputs | Hach
2976900 | 2941 | 3% | 2852.77 | KTO: 1720E W/sc200, 24VDC 2CH | Hach
2976900CN | 2941 | 3% | 2852.77 | KTO: 1720E W/sc200, 24VDC 2CH, China | Hach
2977000 | 6590 | 3% | 6392.3 | KTO: FT660sc W/sc200 2CH | Hach
2977100 | 6590 | 3% | 6392.3 | KTO: FILTERTRAK 660 W/sc200 24VDC | Hach
2977200 | 5542 | 3% | 5375.74 | KTO: SS7 W/sc200 STANDARD | Hach
2977200-US | 5542 | 3% | 5375.74 | ARRA SS7 W/sc200 STANDARD | Hach
2977300 | 6743 | 3% | 6540.71 | KTO: SS7 W/sc200 HIGH TEMP | Hach
2977700 | 4762 | 3% | 4619.14 | KTO: 9187SC, SC200 2 CH DIG, HACH | Hach
29781 | 48.09 | 3% | 46.65 | Polishing powder & cloth, 3 um | Orbisphere
2978100 | 2786 | 3% | 2702.42 | KTO: 1720E w/sc200 CH 1 | Hach
2978100CN | 2786 | 3% | 2702.42 | KTO: 1720E w/sc200 CH 1, China | Hach
2978100-US | 2748 | 3% | 2665.56 | KTO: ARRA 1720E w/sc200 CH 1 | Hach
2978200 | 2697 | 3% | 2616.09 | KTO: 1720E W/sc200 24VDC CH 1 | Hach
2978200CN | 2697 | 3% | 2616.09 | KTO: 1720E W/sc200 24VDC CH 1, China | Hach
2978300 | 6335 | 3% | 6144.95 | KTO: FILTERTRAK 660sc W/sc200 CH 1 | Hach
2978400 | 6335 | 3% | 6144.95 | KTO: FT660sc W/sc200 24VDC, CH1 | Hach
2978500 | 5313 | 3% | 5153.61 | KTO: SS7 W/sc200, CH 1 | Hach
2978600 | 5974 | 3% | 5794.78 | KTO: SS7 W/sc200 CH 1, HIGH TEMP | Hach
2978GP | 66.25 | 3% | 64.26 | aa Polishing powder & cloth | Orbisphere
2979200 | 4630 | 3% | 4491.1 | KTO: TU5300sc w/sc200 1 CH | Hach
2979205 | 3194 | 3% | 3098.18 | KTO: TU5300sc w/sc200 1 CH 24V | Hach
2979300 | 3995 | 3% | 3875.15 | KTO: TU5300sc w/sc200 2 CH | Hach
2979305 | 3308 | 3% | 3208.76 | KTO: TU5300sc w/sc200 2 CH 24V | Hach
2979400 | 3961 | 3% | 3842.17 | KTO: TU5300sc, Sys Chk, RFID, Flow w/sc200 1 CH | Hach
2979405 | 3941 | 3% | 3822.77 | KTO: TU5300sc Sys Chk RFID Flow w/sc200 1 CH 24V | Hach
2979455 | 3993 | 3% | 3873.21 | KTO: TU5300sc Sys Chk RFID Flow ACM sc200 1 CH 24V | Hach
2979500 | 4632 | 3% | 4493.04 | KTO: TU5300sc, Sys Chk, RFID, Flow w/sc200 2 CH | Hach
2979505 | 4055.05 | 3% | 3933.4 | KTO: TU5300sc Sys Chk RFID Flow w/sc200 2 CH 24V | Hach
2979555 | 4107 | 3% | 3983.79 | KTO: TU5300sc Sys Chk RFID Flow ACM sc200 2 CH 24V | Hach
2979600 | 3995 | 3% | 3875.15 | KTO: TU5400sc w/sc200 1 CH | Hach
2979605 | 6740 | 3% | 6537.8 | KTO: TU5400sc w/sc200 1 CH 24V | Hach
2979700 | 3961 | 3% | 3842.17 | KTO: TU5400sc w/sc200 2 CH | Hach
2979705 | 6854 | 3% | 6648.38 | KTO: TU5400sc w/sc200 2 CH 24V | Hach
2979800 | 4630 | 3% | 4491.1 | KTO: TU5400sc, Sys Chk, RFID, Flow w/sc200 1 CH | Hach
2979805 | 7487 | 3% | 7262.39 | KTO: TU5400sc Sys Chk RFID Flow w/sc200 1 CH 24V | Hach
2979855 | 7539 | 3% | 7312.83 | KTO: TU5400sc Sys Chk RFID Flow ACM sc200 1 CH 24V | Hach
2979900 | 3995 | 3% | 3875.15 | KTO: TU5400sc, Sys Chk, RFID, Flow w/sc200 2 CH | Hach
2979905 | 7601 | 3% | 7372.97 | KTO: TU5400sc Sys Chk RFID Flow w/sc200 2 CH 24V | Hach
2979955 | 7653 | 3% | 7423.41 | KTO: TU5400sc Sys Chk RFID Flow ACM sc200 2 CH 24V | Hach
2980500 | 180 | 5% | 171 | SPEC COLOR STD, DPD CHLORINE-MR | Hach
2980699 | 55.65 | 5% | 52.87 | AMMONIUM IONIC STR ADJ PP, PK/100 | Hach
2980900 | 4812 | 3% | 4667.64 | aa KTO: CLF10sc, sc200 SINGLE INPUT, pHD | Hach
2980A | 491 | 5% | 466.45 | Recharge kit | Orbisphere
2981000 | 4128 | 3% | 4004.16 | KTO: CLF10 sc, sc200 SGL INPUT, COMBO pH | Hach
2981100 | 4085 | 3% | 3962.45 | aa KTO: CLF10sc, sc200 SINGLE INPUT, GRB SMPLE | Hach
2981200 | 4812 | 3% | 4667.64 | aa KTO: CLF10sc, sc200 SI, pHD, METRIC | Hach
2981300 | 4128 | 3% | 4004.16 | KTO: CLF10sc, sc200 SGL INPUT, COMBO pH, METRIC | Hach
2981400 | 4085 | 3% | 3962.45 | aa KTO: CLF10sc, sc200 SI, GRB SMPL, METRIC | Hach
2981500 | 4812 | 3% | 4667.64 | aa KTO: CLT 10sc, sc200 SINGLE INPUT, pHD | Hach
2981600 | 4128 | 3% | 4004.16 | KTO: CLT10sc, sc200 SGL INPUT, COMBO pH | Hach
2981700 | 4085 | 3% | 3962.45 | aa KTO: CLT10sc, sc200 SINGLE INPUT, GRB SMPLE | Hach
2981800 | 4812 | 3% | 4667.64 | aa KTO: CLT10sc, sc200, pHD, METRIC | Hach
2981900 | 4128 | 3% | 4004.16 | KTO: CLT10sc, sc200 SI, COMBO pH, METRIC | Hach
2982000 | 4085 | 3% | 3962.45 | aa KTO: CLT10sc, sc200 SI, GRB SMPLE, METRIC | Hach
2982100 | 5036 | 3% | 4884.92 | aa KTO: CLF10sc, sc200 DUAL INPUT, pHD | Hach
2982100-US | 5261 | 3% | 5103.17 | aa KTO: CLF10sc, sc200 DUAL INPUT, pHD | Hach
2982200 | 4345 | 3% | 4214.65 | KTO: CLF10sc, sc200 DUAL INPUT, COMBO pH | Hach
2982300 | 4309 | 3% | 4179.73 | aa KTO: CLF10sc, sc200 DUAL INPUT, GRB SMPLE | Hach
2982400 | 5036 | 3% | 4884.92 | aa KTO: CLF10sc, sc200 DI, pHD, METRIC | Hach
2982500 | 4345 | 3% | 4214.65 | KTO: CLF10sc, sc200 DI, COMBO pH, METRIC | Hach
2982600 | 4309 | 3% | 4179.73 | aa KTO: CLF10sc, sc200 DI, GRB SMPLE, METRIC | Hach
2982700 | 5036 | 3% | 4884.92 | aa KTO: CLT10sc, sc200 DUAL INPUT, pHD | Hach
2982800 | 4345 | 3% | 4214.65 | KTO: CLT10sc, sc200 DUAL INPUT COMBO pH | Hach
2982900 | 4309 | 3% | 4179.73 | aa KTO: CLT10sc, sc200 DUAL INPUT, GRB SMPLE | Hach
2983000 | 5036 | 3% | 4884.92 | oo aa KTO: CLT10sc, sc200 DI, pHD, METRIC | Hach
2983300 | 4597 | 3% | 4459.09 | KTO: 9187SC, SC200 1 CH DIG, HACH | Hach
2983400 | 4922 | 3% | 4774.34 | KTO: SOLITAX sc PVC WIPER W/sc200 | Hach
2983400-US | 4922 | 3% | 4774.34 | ARRA SOLITAX sc PVC WIPER W/sc200 | Hach
2983500 | 5705 | 3% | 5533.85 | KTO: SOLITAX sc SS WIPER W/sc200 | Hach
2983600 | 6135 | 3% | 5950.95 | KTO: SOLITAX HS sc SS WIPER W/sc200 | Hach
2983700 | 8639 | 3% | 8379.83 | KTO: SOLITAX INLINE sc SS WIPER/sc200 | Hach
2983900 | 9749 | 3% | 9456.53 | KTO: HIGHLINE sc SS WIPER W/sc200 | Hach
2984000 | 18977 | 3% | 18407.69 | KTO: NITRATAX PLUS sc 2MM W/sc200 | Hach
2984100 | 20833 | 3% | 20208.01 | KTO: NITRATAX PLUS sc FLO THRU/sc200 | Hach
2984200 | 14483 | 3% | 14048.51 | KTO: NITRATAX ECO sc 1MM W/sc200 | Hach
2984300 | 15888 | 3% | 15411.36 | KTO: NITRATAX CLEAR 5MM W/sc200 | Hach
2984400 | 17960 | 3% | 17421.2 | KTO: NITRATAX CLEAR sc 5MM FLO W/sc200 | Hach
2984799 | 54.55 | 5% | 51.82 | NITRATE IONIC STRG ADJ PP, PK/100 | Hach
2984900 | 151 | 3% | 146.47 | BACKPACK, SMALL, NYLON TEXTILE | Hach
2985000 | 170 | 3% | 164.9 | BACKPACK, LG, WHEELS, NYLON TEXTILE | Hach
2985100 | 5.09 | 3% | 4.94 | BRUSH, BOD BOTTLE | Hach
29870.01 | 377 | 3% | 365.69 | SUPPORT FOR AMPOULES 1ml 10.50 L=23.00 + 10.00 D8.70 | Orbisphere
29870.02 | 232 | 3% | 225.04 | Support for ampoules D10.50 L=33.00 + 10.00 d8.70 | Orbisphere
29870.03 | 299 | 3% | 290.03 | SUPPORT AMPULES 1ML & 2ML | Orbisphere
29870.04 | 299 | 3% | 290.03 | SUPPORT FOR AMPOULES 0D11.00 L=32.00 +10.00 0d8.70 | Orbisphere
29870.05 | 280 | 3% | 271.6 | SUPPORT AMPULES 1ML & 2ML | Orbisphere
29870.06 | 376 | 3% | 364.72 | SUPPORT FOR AMPOULES 11.50 L=31.00 + 10.00 8.70 | Orbisphere
29870.07 | 364 | 3% | 353.08 | SUPPORT FOR AMPOULES 12.00 L=21.00 + 10.00 8.70 | Orbisphere
29870.08 | 232 | 3% | 225.04 | Support for ampoules D12.00 L=31.00 + 10.00 d8.70 | Orbisphere
29870.09 | 232 | 3% | 225.04 | Support for ampoules D12.50 L=21.00 + 10.00 d8.70 | Orbisphere
29870.10 | 232 | 3% | 225.04 | Support for ampoules D12.50 L=31.00 + 10.00 d8.70 | Orbisphere
29870.11 | 232 | 3% | 225.04 | Support for ampules 2ml D13.00 L=24.00 + 10.00 d8.70 | Orbisphere
29870.12 | 249 | 3% | 241.53 | SUPPORT FOR AMP. D=13,L=24, d=10.9, l=10 | Orbisphere
29870.13 | 232 | 3% | 225.04 | Support for ampules 3 ml. See 29981 Operator's Manual for specific sizing. D13 L34 +10 d8.7 | Orbisphere
29870.14 | 299 | 3% | 290.03 | SUPPORT FOR AMPOULES 0D13.00 L=34.00 + 10.00 0d10.90 | Orbisphere
29870.15 | 232 | 3% | 225.04 | Support for ampoules D13.50 L=24.00 + 10.00 d8.70 | Orbisphere
29870.16 | 232 | 3% | 225.04 | Support for ampoules D13.50 L=24.00 + 10.00 d10.90 | Orbisphere
29870.18 | 232 | 3% | 225.04 | Support for ampoules D13.50 L=34.00 + 10.00 d10.90 | Orbisphere
29870.19 | 232 | 3% | 225.04 | Support for ampoules D14.00 L=23.50 + 10.00 d8.70 | Orbisphere
29870.20 | 232 | 3% | 225.04 | Support for ampoules D14.00 L=23.50 + 10.00 d10.90 | Orbisphere
29870.21 | 232 | 3% | 225.04 | Support for ampoules D14.00 L=33.50 + 10.00 d8.70 | Orbisphere
29870.22 | 232 | 3% | 225.04 | Support for ampoules D14.00 L=33.50 + 10.00 d10.90 | Orbisphere
29870.23 | 232 | 3% | 225.04 | Support for ampoules D14.50 L=23.50 + 10.00 d8.70 | Orbisphere
29870.24 | 230 | 3% | 223.1 | Support for ampoules D14.50 L=23.50 + 10.00 d10.90 | Orbisphere
29870.25 | 232 | 3% | 225.04 | Support for ampoules D14.50 L=33.50 + 10.00 d8.70 | Orbisphere
29870.26 | 232 | 3% | 225.04 | Support for ampoules D14.50 L=33.50 + 10.00 d10.90 | Orbisphere
29870.27 | 232 | 3% | 225.04 | Support for ampoules D15.00 L=23.00 + 10.00 d8.70 | Orbisphere
29870.28 | 232 | 3% | 225.04 | Support for ampoules D15.00 L=23.00 + 10.00 | Orbisphere
29870.29 | 299 | 3% | 290.03 | SUPPORT FOR AMPOULES 0D15.00 L=33.00 + 10.00 0d8.70 | Orbisphere
29870.30 | 432 | 3% | 419.04 | Support for ampoules D15.00 L=33.00 + 10.00 d10.90 | Orbisphere
29870.31 | 232 | 3% | 225.04 | Support for ampoules D15.50 L=23.00 + 10.00 d10.90 | Orbisphere
29870.32 | 232 | 3% | 225.04 | Support for ampoules D15.50 L=33.00 + 10.00 d10.90 | Orbisphere
29870.33 | 232 | 3% | 225.04 | Support for ampoules D16.00 L=22.50 + 10.00 d10.90 | Orbisphere
29870.34 | 232 | 3% | 225.04 | Support for ampoules D16.00 L=32.50 + 10.00 d10.90 | Orbisphere
29870.35 | 232 | 3% | 225.04 | Support for ampoules D16.50 L=22.50 + 10.00 d10.90 | Orbisphere
29870.36 | 270 | 3% | 261.9 | Support for ampoules °16.50 L=32.50 + 10.00 °10.90 | Orbisphere
29870.37 | 232 | 3% | 225.04 | Support for ampoules D17.00 L=56.00 + 10.00 | Orbisphere
29870.39 | 232 | 3% | 225.04 | Support for ampoules D17.50 L=55.00 + 10.00 | Orbisphere
29870.40 | 232 | 3% | 225.04 | Support for ampoules D17.50 L=67.00 + 10.00 | Orbisphere
29870.41 | 485 | 3% | 470.45 | Support for ampoules D18.00 L=55.00 + 10.00 | Orbisphere
29870.43 | 485 | 3% | 470.45 | Support for Ampules 7.5ml D18.50 L=55.00 0/+40.00 | Orbisphere
29870.44 | 232 | 3% | 225.04 | Support for Ampules 10ml D18.50 L=67.00 + 10.00 | Orbisphere
29870.45 | 232 | 3% | 225.04 | Support for ampoules D19.00 L=54.50 + 10.00 | Orbisphere
29870.46 | 232 | 3% | 225.04 | Support for ampoules D19.00 L=66.50 + 10.00 | Orbisphere
29870.47 | 297 | 3% | 288.09 | Support for ampoules °19.50 L=54.50 + 10.00 | Orbisphere
29870.48 | 232 | 3% | 225.04 | Support for ampoules D19.50 L=66.50 + 10.00 | Orbisphere
29870.49 | 232 | 3% | 225.04 | Support for ampoules D20.00 L=54.00 + 10.00 | Orbisphere
29870.50 | 232 | 3% | 225.04 | Support for ampoules D20.00 L=66.00 + 10.00 | Orbisphere
29870.51 | 232 | 3% | 225.04 | Support for ampoules D20.50 L=54.00 + 10.00 | Orbisphere
29870.52 | 232 | 3% | 225.04 | Support for ampoules D20.50 L=66.00 + 10.00 | Orbisphere
29870.53 | 232 | 3% | 225.04 | Support for ampoules D21.00 L=53.50 + 10.00 | Orbisphere
29870.54 | 232 | 3% | 225.04 | Support for ampoules D21.00 L=66.50 + 10.00 | Orbisphere
29870.55 | 232 | 3% | 225.04 | Support for ampoules D21.50 L=53.50 + 10.00 | Orbisphere
29870.56 | 232 | 3% | 225.04 | Support for ampoules D21.50 L=65.50 + 10.00 | Orbisphere
29870.57 | 232 | 3% | 225.04 | Support for ampoules D22.00 L=53.00 + 10.00 | Orbisphere
29870.58 | 485 | 3% | 470.45 | Support for ampoules D22.00 L=65.00 + 10.00 | Orbisphere
29870.59 | 232 | 3% | 225.04 | Support for ampoules D22.50 l=53.00 0/+40.00 | Orbisphere
29870.60 | 232 | 3% | 225.04 | Support for ampoules D22.50 L=65.00 + 10.00 | Orbisphere
29870.61 | 232 | 3% | 225.04 | Support for ampoules D23.00 L=52.50 +10.00 | Orbisphere
29870.62 | 232 | 3% | 225.04 | Support for ampoules D23.00 L=64.50 + 10.00 | Orbisphere
29870.63 | 232 | 3% | 225.04 | Support for ampoules D23.50 L=52.50 + 10.00 | Orbisphere
29870.64 | 232 | 3% | 225.04 | Support for ampoules D23.50 L=64.50 + 10.00 | Orbisphere
29870.65 | 232 | 3% | 225.04 | Support for ampoules D24.00 L=52.00 + 10.00 | Orbisphere
29870.66 | 232 | 3% | 225.04 | Support for ampoules D24.00 L=64.00 + 10.00 | Orbisphere
29870.67 | 245 | 3% | 237.65 | SUPPORT FOR AMPOULES °24.50 L=52.00 + 10.00 | Orbisphere
29870.68 | 232 | 3% | 225.04 | Support for ampoules D24.50 L=64.00 + 10.00 | Orbisphere
29870.69 | 232 | 3% | 225.04 | Support for ampoules D25.00 L=51.50 + 10.00 | Orbisphere
29870.70 | 232 | 3% | 225.04 | Support for ampoules D25.00 L=63.50 + 10.00 | Orbisphere
29870.71 | 232 | 3% | 225.04 | Support for ampoules D25.50 L=51.50 + 10.00 | Orbisphere
29870.72 | 232 | 3% | 225.04 | Support for ampoules D25.50 L=63.50 + 10.00 | Orbisphere
29870.73 | 232 | 3% | 225.04 | Support for ampoules D25.80 L=145 d=14.50 l=71.5->83.5 | Orbisphere
29870.74 | 232 | 3% | 225.04 | Support for ampoules D26.00 L=83.50 + 10.00 | Orbisphere
29870.75 | 232 | 3% | 225.04 | Support for ampoules D26.50 L=71.50 + 10.00 | Orbisphere
29870.76 | 232 | 3% | 225.04 | Support for ampoules D26.50 L=83.50 + 10.00 | Orbisphere
29870.77 | 232 | 3% | 225.04 | Support for ampoules D27.00 L=71.00 + 10.00 | Orbisphere
29870.78 | 232 | 3% | 225.04 | Support for ampoules D27.00 L=83.00 + 10.00 | Orbisphere
29870.79 | 232 | 3% | 225.04 | Support for ampoules D27.50 L=71.00 + 10.00 | Orbisphere
29870.80 | 232 | 3% | 225.04 | Support for ampoules D27.50 L=83.00 + 10.00 | Orbisphere
29870.81 | 232 | 3% | 225.04 | Support for ampoules D28.00 L=70.50 + 10.00 | Orbisphere
29870.82 | 232 | 3% | 225.04 | Support for ampoules D28.00 L=82.50 + 10.00 | Orbisphere
29870.83 | 232 | 3% | 225.04 | Support for ampoules D28.50 L=70.50 + 10.00 | Orbisphere
29870.84 | 232 | 3% | 225.04 | Support for ampoules D28.50 L=82.50 + 10.00 | Orbisphere
29870.85 | 232 | 3% | 225.04 | Support for ampoules D29.00 L=70.50 + 10.00 | Orbisphere
29870.86 | 232 | 3% | 225.04 | Support for ampoules D29.00 L=82.50 + 10.00 | Orbisphere
29870.A | 351 | 3% | 340.47 | Support for ampules 1ml - 2ml | Orbisphere
29870.B | 266 | 3% | 258.02 | Support for ampules 3 ml. | Orbisphere
29870.C | 515 | 3% | 499.55 | Support for ampules 5 ml. | Orbisphere
29870.D | 582 | 3% | 564.54 | SUPPORT FOR AMPULES 10ml. | Orbisphere
29870.E | 654 | 3% | 634.38 | Support for ampules 20/30 ml. | Orbisphere
29870.F | 742 | 3% | 719.74 | Support for ampules 50 ml. | Orbisphere
29870.S01 | 759 | 3% | 736.23 | Special Support for ampoules D14.50 L=90.00 + 45.00 d13 Rhone Poulenc | Orbisphere
29870.S02 | 759 | 3% | 736.23 | Special Support for ampoules D17.00 L=63.00 + 35.00 d11 EVANS BIOLOGICAL | Orbisphere
29870.S03 | 759 | 3% | 736.23 | Special Support for ampoules D17.50 L=32.50 + 42.50 d9.80 | Orbisphere
29870.S04 | 759 | 3% | 736.23 | Special Support for ampoules D26.50 L=100.50 + 67.50 d17.30 | Orbisphere
29870.S05 | 759 | 3% | 736.23 | Special Support for ampoules D22.50 L=75 l= 38 d10.5 | Orbisphere
29870.S06 | 759 | 3% | 736.23 | Special Support for ampoules D9.25 L=55.70 l= 26 d7.50 | Orbisphere
29870.S07 | 759 | 3% | 736.23 | Special Support for ampoules D10.50 L=87 l= 22.50 d8.00 | Orbisphere
29870.S08 | 759 | 3% | 736.23 | Special Support for ampoules D10.50 L=101 l= 36.50 d8.00 | Orbisphere
29870.S09 | 759 | 3% | 736.23 | Special Support for ampoules D10.95 L=85 l= 21.00 d8.00 | Orbisphere
29870.S10 | 759 | 3% | 736.23 | Special Support for ampoules D14.95 L=114 l=41 d=9.50 d8.00 | Orbisphere
29870.S11 | 759 | 3% | 736.23 | Special Support for ampoules D10.75 L=72 l= 51.00 d5.5 | Orbisphere
29870.S12 | 759 | 3% | 736.23 | Special Support for ampoules D14.75 L=68 l= 46.50 d7.0 | Orbisphere
29870.S13 | 759 | 3% | 736.23 | Special Support for ampoules D10.75 L=46.00 l=21.50 d 9.00 | Orbisphere
29870.S14 | 759 | 3% | 736.23 | Special Support for ampoules D16.70 L=73.50 l=36.00 d11.50 | Orbisphere
29870.S15 | 759 | 3% | 736.23 | Special Support for ampoules D19.40 L=91.50 l=51.00 d12.50 | Orbisphere
29870.S16 | 759 | 3% | 736.23 | Special Support for ampoules D15.00 L=46.00 l=09.00 d75.00 | Orbisphere
29870.S17 | 759 | 3% | 736.23 | Special Support for ampoules D27.40 L=143.0 l=107.5 d14.00 | Orbisphere
29870.S18 | 759 | 3% | 736.23 | Special Support for ampoules D17.00 L= 54.0 l= 27.5 d 9.20 | Orbisphere
29870.S19 | 759 | 3% | 736.23 | Special Support for ampoules D17.00 L= 54.0 l= 27.5 d 9.2 | Orbisphere
29870.S20 | 759 | 3% | 736.23 | Special Support for ampoules D14.50 L= 145 l= 33 d 10.90 | Orbisphere
29870.S21 | 759 | 3% | 736.23 | Special Support for ampoules D14.75 L= 54 l= 9.5 d 83 | Orbisphere
29870.S22 | 759 | 3% | 736.23 | Special Support for ampoules D14.40 L= 70-80 l= 48 d 8.50 | Orbisphere
29870.S23 | 759 | 3% | 736.23 | Special Support for ampoules D11.00 L=34.00 + 10.00 d 9.00 | Orbisphere
29870.S24 | 759 | 3% | 736.23 | Special Support for ampoules D11.75 L=80.00 l=44.00 d 8.70 | Orbisphere
29870.S25 | 759 | 3% | 736.23 | Special Support for ampoules D22.00 L=80.00 l=44.00 d 11.00 | Orbisphere
29870.S26 | 759 | 3% | 736.23 | Special Support for ampoules D25.50 L=140.00 l=91.00 d 15.20 | Orbisphere
29870.S27 | 759 | 3% | 736.23 | Special Support for ampoules D13.75, L=76.30, l=52.50, d=8.80 | Orbisphere
29870.S28 | 759 | 3% | 736.23 | Special Support for ampoules D9.50, L=50.00, l=26.00, d=7.60 | Orbisphere
29870.S29 | 759 | 3% | 736.23 | Special Support for ampoules D11.25, L=57.00, l=30.50, d=9.00 | Orbisphere
29870.S30 | 759 | 3% | 736.23 | Special Support for ampoules | Orbisphere
29870.S33 | 759 | 3% | 736.23 | Special Support for ampoules D11.00, L=80.00, l=21.00, d=8.50 | Orbisphere
29870.S34 | 759 | 3% | 736.23 | Special Support for ampoules D27.50, L=155.00, l=108.00, d=13.50 | Orbisphere
29870.S35 | 759 | 3% | 736.23 | Special Support for ampoules D10.75, L=47.00, l=21.00, d=9.50 | Orbisphere
29870.S36 | 759 | 3% | 736.23 | Special Support for ampoules D10.75, L=57.00, l=33.00, d=9.50 | Orbisphere
29870.S37 | 759 | 3% | 736.23 | Special Support for ampoules D12.00, L=72.00, l=50.00, d=8.10 | Orbisphere
29870.S38 | 759 | 3% | 736.23 | Special Support for ampoules D10.75, L=83.00, l=33.50, d=8.70 | Orbisphere
29870.S39 | 759 | 3% | 736.23 | Special Support for ampoules D16.75, L=65.50, l=38.50, d=10.00 | Orbisphere
29870.S40 | 759 | 3% | 736.23 | Special Support for ampoules D10.75, L=55.50, l=21 d=8.50 | Orbisphere
29870.S41 | 759 | 3% | 736.23 | Special Support for ampoules D10.75, L=69.50, l=35 d=9 | Orbisphere
29870.S42 | 759 | 3% | 736.23 | Special Support for ampoules D22.50, L=75.00, l=38 d=10.50 | Orbisphere
29870.S43 | 759 | 3% | 736.23 | Special Support for ampoules | Orbisphere
29870.S44 | 759 | 3% | 736.23 | Special Support for ampoules | Orbisphere
29870.S45 | 759 | 3% | 736.23 | Special Support for ampoules D44.50, L=74, l=44.5 d=10 | Orbisphere
29870.S46 | 759 | 3% | 736.23 | Special Support for ampoules D27.00, L=160, l=109 d=13 | Orbisphere
29871 | 251 | 3% | 243.47 | Support for vials | Orbisphere
29871.01.60 | 217 | 3% | 210.49 | Support for vials D12.50 L = 60mm | Orbisphere
29871.01.65 | 217 | 3% | 210.49 | Support for vials D12.50 L=65mm | Orbisphere
29871.02.30 | 217 | 3% | 210.49 | Support for vials D13.00 L = 32mm | Orbisphere
29871.03.40 | 217 | 3% | 210.49 | Support for vials D13.50 L = 40mm | Orbisphere
29871.04.15 | 217 | 3% | 210.49 | Support for vials D14 L=15mm | Orbisphere
29871.04.25 | 217 | 3% | 210.49 | Support for vials D 14 L=25mm | Orbisphere
29871.04.35 | 217 | 3% | 210.49 | Support for vials D14 L=35mm | Orbisphere
29871.04.40 | 217 | 3% | 210.49 | Support for vials D14 L=40mm | Orbisphere
29871.04.60 | 217 | 3% | 210.49 | Support for vials D14 L=60mm | Orbisphere
29871.04.70 | 217 | 3% | 210.49 | Support for vials D14 L=70mm | Orbisphere
29871.05.40 | 217 | 3% | 210.49 | Support for vials D14.50 L=40mm | Orbisphere
29871.06.30 | 217 | 3% | 210.49 | Support for vials D15.00 L=30mm | Orbisphere
29871.06.35 | 217 | 3% | 210.49 | Support for vials D15.00 L=35mm | Orbisphere
29871.06.40 | 217 | 3% | 210.49 | Support for vials D15.00 L=40mm | Orbisphere
29871.06.45 | 217 | 3% | 210.49 | Support for vials D15.00 L=45mm | Orbisphere
29871.06.63 | 217 | 3% | 210.49 | Support for vials D15.00 L=63mm | Orbisphere
29871.06.70 | 217 | 3% | 210.49 | Support for vials D15.00 L=70mm | Orbisphere
29871.07.30 | 217 | 3% | 210.49 | Support for vials D15.50 L=30mm | Orbisphere
29871.07.35 | 217 | 3% | 210.49 | Support for vials D15.50 L=35mm | Orbisphere
29871.07.40 | 217 | 3% | 210.49 | Support for vials D15.50 L=40mm | Orbisphere
29871.07.45 | 217 | 3% | 210.49 | Support for vials D15.50 L=45mm | Orbisphere
29871.08.25 | 217 | 3% | 210.49 | Support for vials D16.00 L = 25mm | Orbisphere
29871.08.30 | 217 | 3% | 210.49 | Support for vials D16.00 L = 30mm | Orbisphere
29871.08.35 | 217 | 3% | 210.49 | Support for vials D16.00 L = 35mm | Orbisphere
29871.08.36 | 217 | 3% | 210.49 | Support for vials D16.00 L = 36mm | Orbisphere
29871.08.37 | 217 | 3% | 210.49 | Support for vials D16.00 L = 37mm | Orbisphere
29871.08.40 | 217 | 3% | 210.49 | Support for vials D15.50 L=40mm | Orbisphere
29871.08.45 | 217 | 3% | 210.49 | Support for vials D16.00 L = 45mm | Orbisphere
29871.08.72 | 217 | 3% | 210.49 | Support for vials D16.00 L=72.00 | Orbisphere
29871.09.30 | 217 | 3% | 210.49 | Support for vials D16.50 L = 30mm | Orbisphere
29871.09.32 | 217 | 3% | 210.49 | Support for vials D16.5 L=32mm | Orbisphere
29871.09.35 | 210 | 3% | 203.7 | SUPPORT FOR VIALS °16.5, L=35MM | Orbisphere
29871.09.38 | 217 | 3% | 210.49 | Support for vials D17 L=38mm | Orbisphere
29871.09.40 | 217 | 3% | 210.49 | Support for vials D17 L=40mm | Orbisphere
29871.09.45 | 221 | 3% | 214.37 | Support for vials D16.50 L=45mm | Orbisphere
29871.09.50 | 217 | 3% | 210.49 | Support for vials D16.50 L=50mm | Orbisphere
29871.09.55 | 221 | 3% | 214.37 | Support for vials D16.50 L=55mm | Orbisphere
29871.10.30 | 217 | 3% | 210.49 | Support for vials D17 L=30mm | Orbisphere
29871.10.35 | 217 | 3% | 210.49 | Support for vials D17 L=35mm | Orbisphere
29871.10.40 | 217 | 3% | 210.49 | Support for vials D17 L=40mm | Orbisphere
29871.10.45 | 217 | 3% | 210.49 | Support for vials D17 L=45mm | Orbisphere
29871.10.50 | 217 | 3% | 210.49 | Support for vials D17 L=50mm | Orbisphere
29871.10.70 | 217 | 3% | 210.49 | Support for vials D17 L=70mm | Orbisphere
29871.11.35 | 217 | 3% | 210.49 | Support for vials D17.50 L = 35mm | Orbisphere
29871.11.37 | 217 | 3% | 210.49 | Support for vials D17.50 L = 37.5mm | Orbisphere
29871.12.30 | 217 | 3% | 210.49 | Support for vials D18 L=30mm | Orbisphere
29871.12.35 | 217 | 3% | 210.49 | Support for vials D18 L=35mm | Orbisphere
29871.12.45 | 217 | 3% | 210.49 | Support for vials D18 L=45mm | Orbisphere
29871.13.35 | 217 | 3% | 210.49 | Support for vials D18.50 L = 35mm | Orbisphere
29871.13.40 | 217 | 3% | 210.49 | Support for vials D18.50 L = 40mm | Orbisphere
29871.13.45 | 217 | 3% | 210.49 | Support for vials D18.50 L = 45mm | Orbisphere
29871.13.80 | 217 | 3% | 210.49 | Support for vials D18.50 L = 80mm | Orbisphere
29871.14.40 | 217 | 3% | 210.49 | Support for vials D19.00 L = 40mm | Orbisphere
29871.14.44 | 217 | 3% | 210.49 | Support for vials D19.00 L = 44mm | Orbisphere
29871.15.40 | 217 | 3% | 210.49 | Support for vials D19.50 L = 40mm | Orbisphere
29871.16.55 | 217 | 3% | 210.49 | Support for vials D20.00 L = 53.19mm | Orbisphere
29871.16.57 | 217 | 3% | 210.49 | Support for vials D20.00 L = 57mm | Orbisphere
29871.16.60 | 217 | 3% | 210.49 | Support for vials D20.00 L = 62mm | Orbisphere
29871.17.30 | 217 | 3% | 210.49 | Support for vials D20.50 L = 30mm | Orbisphere
29871.17.40 | 217 | 3% | 210.49 | Support for vials D20.50 L = 40mm | Orbisphere
29871.17.45 | 217 | 3% | 210.49 | Support for vials D20.50 L = 45mm | Orbisphere
29871.17.50 | 217 | 3% | 210.49 | Support for vials D20.50 L = 50mm | Orbisphere
29871.17.55 | 217 | 3% | 210.49 | Support for vials D20.50 L = 55mm | Orbisphere
29871.17.60 | 217 | 3% | 210.49 | Support for vials D20.50 L = 60mm | Orbisphere
29871.17.65 | 217 | 3% | 210.49 | Support for vials D20.50 L = 65mm | Orbisphere
29871.18.35 | 217 | 3% | 210.49 | Support for vials D21.00 L = 35mm | Orbisphere
29871.18.40 | 217 | 3% | 210.49 | Support for vials D21.00 L = 40mm | Orbisphere
29871.18.45 | 217 | 3% | 210.49 | Support for vials D21.00 L= 45mm | Orbisphere
29871.18.55 | 217 | 3% | 210.49 | Support for vials D21.00 L = 55mm | Orbisphere
29871.19.30 | 217 | 3% | 210.49 | Support for vials D21.50 L=50.00 | Orbisphere
29871.19.40 | 217 | 3% | 210.49 | Support for vials D19.00 L=40.00 | Orbisphere
29871.19.50 | 217 | 3% | 210.49 | Support for vials D21.50 L=50.00 | Orbisphere
29871.20.35 | 217 | 3% | 210.49 | Support for vials D22.00 L=35.00 | Orbisphere
29871.20.40 | 217 | 3% | 210.49 | Support for vials D22.00 L=40.00 | Orbisphere
29871.20.45 | 217 | 3% | 210.49 | Support for vials D22.00 L=45.00 | Orbisphere
29871.20.50 | 217 | 3% | 210.49 | Support for vials D22.00 L=50.00 | Orbisphere
29871.20.55 | 217 | 3% | 210.49 | Support for vials D22.00 L=55.00 | Orbisphere
29871.20.60 | 217 | 3% | 210.49 | Support for vials D22.00 L=60.00 | Orbisphere
29871.20.72 | 217 | 3% | 210.49 | Support for vials D22.00 L=72.00 | Orbisphere
29871.21.20 | 217 | 3% | 210.49 | Support for vials D22.50 L=20.00 | Orbisphere
29871.21.35 | 217 | 3% | 210.49 | Support for vials D22.50 L=35.00 | Orbisphere
29871.21.40 | 217 | 3% | 210.49 | Support for vials D22.50 L=40.00 | Orbisphere
29871.21.44 | 217 | 3% | 210.49 | Support for vials D22.50 L=44mm | Orbisphere
29871.21.45 | 217 | 3% | 210.49 | Support for vials D22.50 L=45.00 | Orbisphere
29871.21.47 | 217 | 3% | 210.49 | Support for vials D22.50 L=47.00 | Orbisphere
29871.21.50 | 217 | 3% | 210.49 | Support for vials D22.50 L=50.00 | Orbisphere
29871.21.55 | 217 | 3% | 210.49 | Support for vials D22.50 L=55.00 | Orbisphere
29871.22.35 | 217 | 3% | 210.49 | Support for vials D18.50 L = 33mm | Orbisphere
29871.22.37 | 217 | 3% | 210.49 | Support for vials D23.00 L = 37mm | Orbisphere
29871.22.40 | 217 | 3% | 210.49 | Support for vials D23.00 L = 40mm | Orbisphere
29871.22.45 | 217 | 3% | 210.49 | Support for vials D23.00 L = 45mm | Orbisphere
29871.22.48 | 217 | 3% | 210.49 | Support for vials D23.00 L = 48mm | Orbisphere
29871.22.50 | 217 | 3% | 210.49 | Support for vials D23.00 L = 48mm | Orbisphere
29871.22.52 | 217 | 3% | 210.49 | Support for vials D23.00 L = 52mm | Orbisphere
29871.22.55 | 217 | 3% | 210.49 | Support for vials D23.00 L = 55mm | Orbisphere
29871.22.60 | 217 | 3% | 210.49 | Support for vials D23.00 L = 60mm | Orbisphere
29871.22.70 | 217 | 3% | 210.49 | Support for vials D23.00 L = 70mm | Orbisphere
29871.22.72 | 217 | 3% | 210.49 | Support for vials D23.00 L = 72mm | Orbisphere
29871.23.35 | 217 | 3% | 210.49 | Support for vials D23, L=35mm | Orbisphere
29871.23.40 | 217 | 3% | 210.49 | Support for vials D23, L=40mm | Orbisphere
29871.23.45 | 217 | 3% | 210.49 | Support for vials D23.50 L=45mm | Orbisphere
29871.23.50 | 221 | 3% | 214.37 | Support for vials D23.50 L=50mm | Orbisphere
29871.23.55 | 217 | 3% | 210.49 | Support for vials D23.50 L=55mm | Orbisphere
29871.23.80 | 217 | 3% | 210.49 | Support for vials D23.50 L=80mm | Orbisphere
29871.24.35 | 217 | 3% | 210.49 | Support for vials D24 L= 35mm | Orbisphere
29871.24.40 | 217 | 3% | 210.49 | Support for vials D24 L= 40mm | Orbisphere
29871.24.45 | 217 | 3% | 210.49 | Support for vials D24 L= 45mm | Orbisphere
29871.24.50 | 217 | 3% | 210.49 | SUPPORT FOR VIALS °24.00, L=50.00 | Orbisphere
29871.24.55 | 217 | 3% | 210.49 | Support for vials D24 L= 55mm | Orbisphere
29871.24.60 | 217 | 3% | 210.49 | Support for vials D24 L= 60mm | Orbisphere
29871.24.65 | 217 | 3% | 210.49 | Support for vials D24.00 L=65mm | Orbisphere
29871.24.70 | 217 | 3% | 210.49 | Support for vials D24.00 L=70.00 | Orbisphere
29871.25.35 | 217 | 3% | 210.49 | Support for vials D24.50 L=35.00 | Orbisphere
29871.25.40 | 217 | 3% | 210.49 | Support for vials D24.50 L=40.00 | Orbisphere
29871.25.45 | 217 | 3% | 210.49 | Support for vials D24.50 L=45.00 | Orbisphere
29871.25.55 | 217 | 3% | 210.49 | Support for vials D24.50 L=55.00 | Orbisphere
29871.25.60 | 217 | 3% | 210.49 | Support for vials D22.50 L=60.00 | Orbisphere
29871.25.65 | 217 | 3% | 210.49 | Support for vials D22.50 L=65.00 | Orbisphere
29871.25.75 | 217 | 3% | 210.49 | Support for vials D22.50 L=75.00 | Orbisphere
29871.26.45 | 217 | 3% | 210.49 | Support for vials D25 L=45 | Orbisphere
29871.26.50 | 217 | 3% | 210.49 | Support for vials D25 L=50 | Orbisphere
29871.26.55 | 217 | 3% | 210.49 | Support for vials D25 L=55 | Orbisphere
29871.26.60 | 217 | 3% | 210.49 | Support for vials D25 L=55 | Orbisphere
29871.27.50 | 217 | 3% | 210.49 | Support for vials D25.50 L=50 | Orbisphere
29871.27.53 | 217 | 3% | 210.49 | Support for vials D25.50 L=53 | Orbisphere
29871.27.55 | 217 | 3% | 210.49 | Support for vials D25.50 L=55 | Orbisphere
29871.27.60 | 217 | 3% | 210.49 | Support for vials D25.50 L=60 | Orbisphere
29871.27.65 | 217 | 3% | 210.49 | Support for vials D25.50 L=65 | Orbisphere
29871.27.70 | 217 | 3% | 210.49 | Support for vials D25.50 L=70 | Orbisphere
29871.28.45 | 217 | 3% | 210.49 | Support for vials D26.00 L=45 | Orbisphere
29871.28.50 | 217 | 3% | 210.49 | Support for vials D 28.00 L=50.00 | Orbisphere
29871.28.55 | 217 | 3% | 210.49 | Support for vials D 26.00 L=55.00 | Orbisphere
29871.28.60 | 217 | 3% | 210.49 | Support for vials D26.00 L=60 | Orbisphere
29871.28.70 | 217 | 3% | 210.49 | Support for vials D26.00 L = 70.00mm | Orbisphere
29871.29.10 | 217 | 3% | 210.49 | Support for vials D26.50 L=10 | Orbisphere
29871.29.15 | 217 | 3% | 210.49 | Support for vials D26.50 L=15 | Orbisphere
29871.29.20 | 217 | 3% | 210.49 | Support for vials D26.50 L=20 | Orbisphere
29871.29.40 | 217 | 3% | 210.49 | Support for vials D26.50 L=40 | Orbisphere
29871.29.45 | 217 | 3% | 210.49 | Support for vials D26.50 L=45 | Orbisphere
29871.29.50 | 217 | 3% | 210.49 | Support for vials D26.50 L=50 | Orbisphere
29871.29.55 | 217 | 3% | 210.49 | Support for vials D26.50 L=55 | Orbisphere
29871.29.60 | 217 | 3% | 210.49 | Support for vials D26.50 L=60 | Orbisphere
29871.29.65 | 217 | 3% | 210.49 | Support for vials D26.50 L=65 | Orbisphere
29871.29.70 | 217 | 3% | 210.49 | Support for vials D26.50 L=70 | Orbisphere
29871.29.95 | 217 | 3% | 210.49 | Support for vials D26.50 L=95 | Orbisphere
29871.30.50 | 217 | 3% | 210.49 | Support for vials D 22.00 L=40.00 | Orbisphere
29871.30.60 | 217 | 3% | 210.49 | Support for vials D27.00 L = 59mm | Orbisphere
29871.30.65 | 217 | 3% | 210.49 | Support for vials D27.00 L = 65mm | Orbisphere
29871.30.68 | 210 | 3% | 203.7 | Support for vials D27.50 L = 68mm | Orbisphere
29871.30.70 | 217 | 3% | 210.49 | Support for vials D27.00 L = 70mm | Orbisphere
29871.30.72 | 217 | 3% | 210.49 | Support for vials D27.00 L = 72mm | Orbisphere
29871.31.50 | 217 | 3% | 210.49 | Support for vials D27.50 L = 50mm | Orbisphere
29871.31.60 | 217 | 3% | 210.49 | Support for vials D27.50 L = 60mm | Orbisphere
29871.31.78 | 210 | 3% | 203.7 | Support for vials D27.50 L = 78mm | Orbisphere
29871.32.50 | 217 | 3% | 210.49 | Support for vials D28.00 L = 50mm | Orbisphere
29871.32.70 | 217 | 3% | 210.49 | Support for vials D28.00 L = 70mm | Orbisphere
29871.32.85 | 217 | 3% | 210.49 | Support for vials D28.00 L = 84.93mm | Orbisphere
29871.34.50 | 217 | 3% | 210.49 | Support for vials D29.00 L = 50mm | Orbisphere
29871.34.65 | 217 | 3% | 210.49 | Support for vials D29.00 L = 65mm | Orbisphere
29871.34.90 | 217 | 3% | 210.49 | Support for vials D29.00 L = 90mm | Orbisphere
29871.35.105 | 217 | 3% | 210.49 | Package Support for vials D29.50 L = 105.00 | Orbisphere
29871.35.50 | 217 | 3% | 210.49 | Support for vials D29.50 L = 50.00 | Orbisphere
29871.35.60 | 217 | 3% | 210.49 | Support for vials D29.50 L = 60.00 | Orbisphere
29871.35.65 | 217 | 3% | 210.49 | Support for vials D29.50 L = 65.00 | Orbisphere
29871.35.70 | 217 | 3% | 210.49 | Support for vials D29.50 L = 70.00 | Orbisphere
29871.35.80 | 217 | 3% | 210.49 | Support for vials D29.50 L = 80.00 | Orbisphere
29871.36.100 | 217 | 3% | 210.49 | Support for vials D30.00 L=100mm | Orbisphere
29871.36.105 | 217 | 3% | 210.49 | Support for vials D30.00 L=105mm | Orbisphere
29871.36.30 | 217 | 3% | 210.49 | Support for vials D30.00 L=30mm | Orbisphere
29871.36.60 | 217 | 3% | 210.49 | Support for vials D30.00 L=60mm | Orbisphere
29871.36.65 | 217 | 3% | 210.49 | Support for vials D30.00 L=65mm | Orbisphere
29871.36.90 | 217 | 3% | 210.49 | Support for vials D30.00 L=90mm | Orbisphere
29871.37.105 | 221 | 3% | 214.37 | Support for vials D 30-30, 5, L=105mm | Orbisphere
29871.37.15 | 221 | 3% | 214.37 | Support for vials D30.50 L = 15mm | Orbisphere
29871.37.45 | 221 | 3% | 214.37 | Support for vials D30.50 L = 45mm | Orbisphere
29871.37.50 | 221 | 3% | 214.37 | Support for vials D30.50 L = 50mm | Orbisphere
29871.37.55 | 221 | 3% | 214.37 | Support for vials D30.50 L = 55mm | Orbisphere
29871.37.59 | 221 | 3% | 214.37 | Support for vials D30.50 L = 59mm | Orbisphere
29871.37.60 | 221 | 3% | 214.37 | Support for vials D30.50 L = 60mm | Orbisphere
29871.37.65 | 217 | 3% | 210.49 | Support for vials D30.50 L = 65mm | Orbisphere
29871.37.70 | 217 | 3% | 210.49 | Support for vials D49.50 L=25mm | Orbisphere
29871.37.74 | 217 | 3% | 210.49 | Support for vials D30 for 30 ml L=74 | Orbisphere
29871.37.75 | 217 | 3% | 210.49 | Support for vials D30.50 L = 75mm | Orbisphere
29871.37.89 | 217 | 3% | 210.49 | Support for vials D 30.50 L = 89mm | Orbisphere
29871.38.60 | 217 | 3% | 210.49 | Support for vials D31.00 L = 60mm | Orbisphere
29871.38.65 | 217 | 3% | 210.49 | Support for vials D38.00 L = 65mm | Orbisphere
29871.38.90 | 217 | 3% | 210.49 | SUPPORT FOR VIALS °31.00 OD L = 90mm | Orbisphere
29871.39.60 | 217 | 3% | 210.49 | Support for vials D39.00 L = 60mm | Orbisphere
29871.40.100 | 217 | 3% | 210.49 | Support for vials D32.00 L = 100mm | Orbisphere
29871.40.105 | 217 | 3% | 210.49 | Support for vials D32.00 L = 104mm | Orbisphere
29871.40.58 | 217 | 3% | 210.49 | Support for vials D32 L max = 58mm | Orbisphere
29871.40.60 | 217 | 3% | 210.49 | Support for vials D32 L = 60 mm | Orbisphere
29871.40.65 | 217 | 3% | 210.49 | Support for vials D32 L max = 65mm | Orbisphere
29871.40.70 | 217 | 3% | 210.49 | Support for vials D32.00 L = 68.00mm | Orbisphere
29871.41.60 | 217 | 3% | 210.49 | Support for vials D32.50 L = 60.00mm | Orbisphere
29871.41.65 | 217 | 3% | 210.49 | Support for vials D32.50 L = 65.00mm | Orbisphere
29871.42.105 | 217 | 3% | 210.49 | Support for vials D33.00 L=105mm | Orbisphere
29871.42.55 | 217 | 3% | 210.49 | Support for vials D33.00 L max = 55mm | Orbisphere
29871.42.60 | 217 | 3% | 210.49 | Support for vials D33.00 L max = 60mm | Orbisphere
29871.42.65 | 217 | 3% | 210.49 | Support for vials D33.00 L max = 65mm | Orbisphere
29871.42.70 | 217 | 3% | 210.49 | Support for vials D33.00 L max = 70mm | Orbisphere
29871.42.75 | 217 | 3% | 210.49 | Support for vials D33.00 L max = 75mm | Orbisphere
29871.43.60 | 217 | 3% | 210.49 | Support for vials D33.50 L max = 60mm | Orbisphere
29871.43.62 | 217 | 3% | 210.49 | Support for vials D33.50 L max = 105mm | Orbisphere
29871.43.65 | 217 | 3% | 210.49 | Support for vials D33.50 L=65mm | Orbisphere
29871.43.75 | 217 | 3% | 210.49 | Support for vials D33.50 L max = 75mm | Orbisphere
29871.44.60 | 217 | 3% | 210.49 | Support for vials D34.00 L = 60.00mm | Orbisphere
29871.44.65 | 217 | 3% | 210.49 | Support for vials D34.00 L = 65.00mm | Orbisphere
29871.44.70 | 217 | 3% | 210.49 | Support for vials D34.00 L = 70.00mm | Orbisphere
29871.44.75 | 217 | 3% | 210.49 | Support for vials D34.00 L = 75.00mm | Orbisphere
29871.45.70 | 217 | 3% | 210.49 | Support for vials D34.50 L = 70.00mm | Orbisphere
29871.46.75 | 217 | 3% | 210.49 | Support for vials D35.00 L = 75.00mm | Orbisphere
29871.47.105 | 217 | 3% | 210.49 | SUPPORT FOR VIALS °35.50 OD L = 105mm | Orbisphere
29871.47.70 | 217 | 3% | 210.49 | Support for vials D35.50 L = 70mm | Orbisphere
29871.47.88 | 217 | 3% | 210.49 | Support for vials D35.50 L = 88.50mm | Orbisphere
2P2204-107 | 159 | 3% | 154.23 | TEE,316 S.S.,150# THD. 1+1/2 | GLI
2P2204-108 | 283 | 3% | 274.51 | TEE, SS.,316,THD, 2 | GLI
2P2215-105 | 339 | 3% | 328.83 | BALL VLV,SS.,316,THD, 1 | GLI
2P2220-126 | 14.89 | 3% | 14.44 | RED.COUP,SS,316,THD, 1 X | GLI
2P2220-132 | 22.15 | 3% | 21.49 | RED.COUP,SS.,316,THD,1+1/ | GLI
30001 | 17.15 | 5% | 16.29 | ROVER, RUST REMOVER 454G | Hach
30-0015 | 112 | 3% | 108.64 | CUVETTES, 500/PK | Hach
3000B | 4997 | 3% | 4847.09 | Additional H2 (EC) channel upgrade kit for Orbisphere 510 | Orbisphere
3000B-T | 4997 | 3% | 4847.09 | Additional H2 (EC) channel upgrade kit for Orbisphere 510 Table instrument | Orbisphere
3000D | 4909 | 3% | 4761.73 | ADDITIONAL CO2 (TC) CHANNEL UPGRADE KIT FOR ORB 510/511 | Orbisphere
3000D-T | 6134 | 3% | 5949.98 | Adt'l CO2 (TC) chnl upgrd kit for 510/511 | Orbisphere
30012 | 179 | 5% | 170.05 | ROVER, RUST REMOVER 454G PK/12 | Hach
30040 | 314 | 5% | 298.3 | ROVER, RUST REMOVER 18KG PAIL | Hach
3004A0017-001 | 201 | 3% | 194.97 | MNTNG KIT U53 SNSR,SEE | GLI
29871.47.90 | 217 | 3% | 210.49 | Support for vials D35.50 L = 90.00mm | Orbisphere
29871.48.60 | 217 | 3% | 210.49 | Support for vials D36.00 L = 60.00mm | Orbisphere
29871.48.65 | 217 | 3% | 210.49 | Support for vials D36.00 L = 65.00mm | Orbisphere
29871.48.70 | 217 | 3% | 210.49 | Support for vials D36.00 L=70mm | Orbisphere
29871.49.60 | 217 | 3% | 210.49 | Support for vials D36.50 L = 60.00mm | Orbisphere
29871.49.65 | 217 | 3% | 210.49 | Support for vials D36.50 L = 65.00mm | Orbisphere
29871.50.65 | 217 | 3% | 210.49 | Support for vials D37.00 L max = 65mm | Orbisphere
29871.50.69 | 217 | 3% | 210.49 | Support for vials D37.00 L max = 69mm | Orbisphere
29871.50.85 | 217 | 3% | 210.49 | Support for vials D37.00 L max = 85mm | Orbisphere
29871.51.105 | 217 | 3% | 210.49 | Support for vials D37.50 L max = 105mm | Orbisphere
29871.51.70 | 217 | 3% | 210.49 | Support for vials D51.00 L max = 70mm | Orbisphere
29871.51.75 | 217 | 3% | 210.49 | Support for vials D37.50 L max = 75mm | Orbisphere
29871.51.90 | 217 | 3% | 210.49 | Support for vials D37.50 L max = 90mm | Orbisphere
29871.52.105 | 217 | 3% | 210.49 | SUPPORT FOR VIALS °38.00 mm L max = 105mm | Orbisphere
29871.52.65 | 217 | 3% | 210.49 | Support for vials D38.00 L max = 65mm | Orbisphere
29871.52.75 | 217 | 3% | 210.49 | Support for vials D38.00 L max = 75mm | Orbisphere
29871.53.65 | 217 | 3% | 210.49 | Support for vials D38.60 L max = 65mm | Orbisphere
29871.54.90 | 217 | 3% | 210.49 | Support for vials D39.00 L max = 90mm | Orbisphere
29871.55.25 | 217 | 3% | 210.49 | Support for vials D39.00 L max = 25mm | Orbisphere
29871.56.75 | 217 | 3% | 210.49 | Support for vials D40.00 L = 75.00mm | Orbisphere
29871.56.80 | 217 | 3% | 210.49 | Support for vials D40.00 L = 80.00mm | Orbisphere
29871.56.85 | 217 | 3% | 210.49 | Support for vials D40.00 L = 85.00mm | Orbisphere
29871.57.75 | 217 | 3% | 210.49 | Support for vials D40.50 L = 75.00mm | Orbisphere
29871.57.85 | 217 | 3% | 210.49 | Support for vials D40.50 L = 85.00mm | Orbisphere
29871.57.90 | 217 | 3% | 210.49 | Support for vials D40.50 L = 90.00mm (OO 400801) | Orbisphere
29871.58.75 | 217 | 3% | 210.49 | Support for vials D41.00 L = 75.00mm | Orbisphere
29871.58.80 | 217 | 3% | 210.49 | Support for vials D41.00 L = 80.00mm | Orbisphere
29871.59.90 | 217 | 3% | 210.49 | Support for vials D41.50 L = 90.00mm | Orbisphere
29871.60.070 | 217 | 3% | 210.49 | Support for vials D42.00 L= 70mm | Orbisphere
29871.60.075 | 217 | 3% | 210.49 | Support for vials D42.00 L= 75mm | Orbisphere
29871.60.080 | 217 | 3% | 210.49 | Support for vials D42.00 L=80mm | Orbisphere
29871.60.090 | 217 | 3% | 210.49 | Support for vials D42.00 L=90mm | Orbisphere
29871.60.105 | 217 | 3% | 210.49 | Support for vials D42.00 L=105mm | Orbisphere
29871.61.75 | 217 | 3% | 210.49 | Support for vials D42.50 L= 75mm | Orbisphere
29871.62.75 | 217 | 3% | 210.49 | Support for vials D43.00 L= 75mm | Orbisphere
29871.62.80 | 217 | 3% | 210.49 | Support for vials D43.00 L= 80mm | Orbisphere
29871.63.45 | 217 | 3% | 210.49 | Support for vials D43.50 L= 45mm | Orbisphere
29871.63.75 | 217 | 3% | 210.49 | Support for vials D43.50 L= 75mm | Orbisphere
29871.63.80 | 217 | 3% | 210.49 | Support for vials D43.50 L= 80mm | Orbisphere
29871.64.105 | 217 | 3% | 210.49 | Support for vials D44.00 L= 105mm | Orbisphere
29871.64.138 | 217 | 3% | 210.49 | Support for vials D44.00 L= 138mm | Orbisphere
29871.64.75 | 217 | 3% | 210.49 | Support for vials D44.00 L= 75mm | Orbisphere
29871.64.80 | 217 | 3% | 210.49 | Support for vials D44.00 L= 80mm | Orbisphere
29871.65.75 | 217 | 3% | 210.49 | Support for vials D65, L=75mm | Orbisphere
29871.65.84 | 217 | 3% | 210.49 | Support for vials D44.50 L= 84mm | Orbisphere
29871.67.110 | 217 | 3% | 210.49 | Support for vials D45.50 L= 110mm | Orbisphere
29871.67.140 | 217 | 3% | 210.49 | Support for vials D67.00 L= 140mm | Orbisphere
29871.67.85 | 217 | 3% | 210.49 | Support for vials D45.50 L= 85mm | Orbisphere
29871.68.70 | 217 | 3% | 210.49 | Support for vials D46.00 L = 70.00mm | Orbisphere
29871.68.75 | 217 | 3% | 210.49 | Support for vials D46.00 L = 75.00mm | Orbisphere
29871.69.100 | 217 | 3% | 210.49 | Support for vials D46.50 L max = 100mm | Orbisphere
29871.69.70 | 217 | 3% | 210.49 | Support for vials D46.50 L = 70.00mm | Orbisphere
29871.69.75 | 217 | 3% | 210.49 | Support for vials D46.50 L=75mm | Orbisphere
29871.69.80 | 217 | 3% | 210.49 | Support for vials D45.2 for 30 ml L= 80 | Orbisphere
29871.70.120 | 217 | 3% | 210.49 | Support for vials D47.00 L=120mm | Orbisphere
29871.70.70 | 217 | 3% | 210.49 | Support for vials D47.00 L=70mm | Orbisphere
29871.70.75 | 217 | 3% | 210.49 | Support for vials D47.00 L=75mm | Orbisphere
29871.71.100 | 217 | 3% | 210.49 | Support for vials D47.50 L=100mm | Orbisphere
29871.71.110 | 217 | 3% | 210.49 | Support for vials D47.50 L=110.00 | Orbisphere
29871.71.70 | 217 | 3% | 210.49 | Support for vials D47.50 L=70mm | Orbisphere
29871.72.100 | 217 | 3% | 210.49 | Support for vials D48.00 L=100mm | Orbisphere
29871.72.110 | 217 | 3% | 210.49 | Support for vials D48.00 L=110mm | Orbisphere
29871.72.115 | 217 | 3% | 210.49 | Support for vials D48.00 L=115mm | Orbisphere
29871.72.60 | 210 | 3% | 203.7 | Support for vials D48.00 L=60mm | Orbisphere
29871.73.104 | 217 | 3% | 210.49 | Support for vials D48.50 L=104mm | Orbisphere
29871.73.120 | 217 | 3% | 210.49 | Support for vials D48.50 L=120mm | Orbisphere
29871.74.105 | 217 | 3% | 210.49 | Support for vials D49.00 L= 105.00mm | Orbisphere
29871.74.110 | 217 | 3% | 210.49 | Support for vials D49.00 L=110mm | Orbisphere
29871.75.105 | 217 | 3% | 210.49 | Support for vials D49.50 L=105mm | Orbisphere
29871.75.115 | 217 | 3% | 210.49 | Support for vials D49.50 L=115mm | Orbisphere
29871.75.25 | 217 | 3% | 210.49 | Support for vials D49.50 L=25mm | Orbisphere
29871.76.105 | 217 | 3% | 210.49 | Support for vials D50 L max = 105mm | Orbisphere
29871.76.110 | 217 | 3% | 210.49 | Support for vials D50.00 L=110mm | Orbisphere
29871.76.138 | 217 | 3% | 210.49 | Support for vials D50.00 L=138mm | Orbisphere
29871.76.85 | 217 | 3% | 210.49 | Support for vials D50.00 L=85mm | Orbisphere
29871.76.90 | 217 | 3% | 210.49 | Support for vials D50.00 L=90mm | Orbisphere
29871.77.100 | 217 | 3% | 210.49 | Support for vials D50.50 L=100mm | Orbisphere
29871.77.105 | 217 | 3% | 210.49 | Support for vials; D50.5mm ; L=105mm | Orbisphere
29871.78.105 | 223 | 3% | 216.31 | SUPPORT FOR VIALS °51.00, L=105MM | Orbisphere
29871.79.103 | 217 | 3% | 210.49 | Support for vials D50 for 30 ml vial L=103 | Orbisphere
29871.79.107 | 217 | 3% | 210.49 | Support for vials D50 for 30 ml vial L=107 | Orbisphere
29871.79.125 | 217 | 3% | 210.49 | Support for vials D51.50 L=125mm | Orbisphere
29871.80.095 | 217 | 3% | 210.49 | Support for vials D52.00 L=95mm | Orbisphere
29871.80.100 | 217 | 3% | 210.49 | Support for vials D52.00 L=100mm | Orbisphere
29871.80.138 | 217 | 3% | 210.49 | Support for vials D52.00 L=138mm | Orbisphere
29871.81.100 | 217 | 3% | 210.49 | Support for vials D52.50 L=100mm | Orbisphere
29871.81.125 | 217 | 3% | 210.49 | Support for vials D52.50 L=125mm | Orbisphere
29871.81.60 | 217 | 3% | 210.49 | Support for vials D52.50 L=60mm | Orbisphere
29871.81.95 | 217 | 3% | 210.49 | Support for vials D52.50 L=95mm | Orbisphere
29871.82.125 | 217 | 3% | 210.49 | Support for vials D53.00 L=125mm | Orbisphere
29871.82.138 | 217 | 3% | 210.49 | Support for vials D53.00 L= 138mm | Orbisphere
29871.85.110 | 217 | 3% | 210.49 | Support for vials D54.50 L=110mm | Orbisphere
29871.86.130 | 217 | 3% | 210.49 | Support for vials D55.00 L=130mm | Orbisphere
29871.87.100 | 217 | 3% | 210.49 | Support for vials D55.50 L=100mm | Orbisphere
29871.87.20 | 217 | 3% | 210.49 | Support for vials D55.00 L max = 20mm | Orbisphere
29871.88.140 | 217 | 3% | 210.49 | Support for vials D56.00 L=140mm | Orbisphere
29871.90.138 | 217 | 3% | 210.49 | Support for vials D52.00 L=138mm | Orbisphere
29871.D.72 | 217 | 3% | 210.49 | Support for vials D24 L= 72mm | Orbisphere
29871.S.18.0X80 | 417 | 3% | 404.49 | Support for vials D18.00 L=80.00mm | Orbisphere
29871.S.20.0X80.0 | 415 | 3% | 402.55 | Support for vials D20.00 L=82.55mm | Orbisphere
29871.S.20.0X95.0 | 415 | 3% | 402.55 | Support for vials D20.00 L=93mm | Orbisphere
29871.S.24.0X75 | 417 | 3% | 404.49 | Support for vials D24.00 L=75mm | Orbisphere
29871.S.26.5X83 | 417 | 3% | 404.49 | Support for vials D26.50 L=83mm | Orbisphere
29871.S.26.5X84 | 417 | 3% | 404.49 | Support for vials D26.20 L=84 | Orbisphere
29871.S.26.5X95 | 417 | 3% | 404.49 | Support for vials D26.50 L=95 | Orbisphere
29871.S.28.0X115 | 415 | 3% | 402.55 | Support for vials D28.00 L=115 | Orbisphere
29871.S.28.0X155 | 415 | 3% | 402.55 | Support for vials D28.00 L=155 | Orbisphere
29871.S.60.5X127 | 415 | 3% | 402.55 | Support for vials D60.50 L = 127mm | Orbisphere
29871.S.61.0X120 | 415 | 3% | 402.55 | Support for vials D61.00 L=120 | Orbisphere
29871.S.65.5X143 | 415 | 3% | 402.55 | Support for vials D65.50 L=143 | Orbisphere
29871.S.66.5X138 | 415 | 3% | 402.55 | Support for vials D66.50 L=138 | Orbisphere
29871.S.67.2X136 | 415 | 3% | 402.55 | Support for vials D67.20 L=136 | Orbisphere
29872 | 180 | 3% | 174.6 | Test unit for detecting leaks. | Orbisphere
2987400 | 5261 | 3% | 5103.17 | aa KTO: CLT10sc, sc200 SI, pHD, 24VDC | Hach
2987500 | 5261 | 3% | 5103.17 | aa KTO: CLF10sc, sc200 SI, pHD, 24VDC | Hach
2990700 | 159 | 3% | 154.23 | KTO: SM BACKPACK, WITH CASES | Hach
2990800 | 190 | 3% | 184.3 | KTO: LG BACKPACK, WHEELS, WITH CASES | Hach
2990900 | 2796 | 3% | 2712.12 | rr KTO: DW STARTER KIT, SM BACKPACK | Hach
2991000 | 2838 | 3% | 2752.86 | rr KTO: DW STARTER KIT, LG BACKPACK | Hach
2991100 | 3134 | 3% | 3039.98 | rr KTO: IND STARTER KIT, LG BACKPACK | Hach
2991200 | 3111 | 3% | 3017.67 | rr KTO: IND STARTER KIT, SM BACKPACK | Hach
2991300 | 33.95 | 3% | 32.93 | CASE, BACKPACK, WATERPROOF | Hach
2991400 | 10.25 | 3% | 9.94 | CASE, COMPARTMENT, SM BACKPACK | Hach
2991500 | 12.3 | 3% | 11.93 | CASE, COMPARTMENT, LG BACKPACK | Hach
2992300 | 1700 | 3% | 1649 | KTO: FAC WASTEWATER TEST KIT | Hach
2994000 | 4478 | 5% | 4254.1 | rr KTO: CEL HYDRAULIC FRACTURING WATER ANALYSIS LABORATORY | Hach
2994010 | 7167 | 3% | 6951.99 | rr KTO: DREL 1900, Oil and Gas Water Analysis Laboratory | Hach
2994020 | 11993 | 3% | 11633.21 | rr KTO: Lab Kit DR3900, Oil and Gas Water Analysis Laboratory | Hach
2995A | 101 | 3% | 97.97 | Membrane, Tedlar, 25um | Orbisphere
2995A-A | 282 | 3% | 273.54 | RECHARGE KIT OF 4 PRE-FILLED CARTRIDGES FOR THE A1100 SENSORS | Orbisphere
2995A-AK | 282 | 5% | 267.9 | RECHARGE KIT, 2995A MEMBRANES, KALREZ | Orbisphere
29971.A | 5103 | 3% | 4949.91 | BEVERAGE PACKAGE SAMPLER 29971 | Orbisphere
2997100 | 907 | 5% | 861.65 | REAGENT SET, CEL HYDRAULIC FRACTURING LAB | Hach
29972.A | 4969 | 3% | 4819.93 | BEVERAGE PACKAGE SAMPLER, GREY | Orbisphere
2997200 | 754 | 3% | 731.38 | APPARATUS SET, CEL/890 HYDRAULIC FRACTURING LAB | Hach
29973.A | 1408 | 3% | 1365.76 | PIERCING HEAD, TPA, GREY VERSION | Orbisphere
29974.A | 1462 | 3% | 1418.14 | PIERCING HEAD, CARBONATED LIQUIDS | Orbisphere
29975.A | 4059 | 3% | 3937.23 | Piercing device for headspace analysis. Grey version | Orbisphere
29977 | 2828 | 3% | 2743.16 | Equilibrium vessel | Orbisphere
29979 | 215 | 3% | 208.55 | Piercer knife for PET bottles | Orbisphere
29981 | 7018 | 3% | 6807.46 | Package Piercer & Sampler | Orbisphere
29991 | 6037 | 3% | 5855.89 | Headspace gas sampler | Orbisphere
2999200 | 76.19 | 3% | 73.9 | THERMOMETER, 30 TO 50 C░ 250 MM | Hach
29995.A | 18730 | 3% | 18168.1 | BEVERAGE PACKAGE PIERCER FOR 3625 | Orbisphere
2999500 | 213 | 3% | 206.61 | APPARATUS SET, BHI WATERS KIT | Hach
2999831 | 18.25 | 5% | 17.34 | 1735 TRO IND SOLN 210ML | Hach
2999931 | 18.25 | 5% | 17.34 | 1735 TRO BUFFER SOLN 237ML | Hach
2999GP | 33.75 | 3% | 32.74 | Silicone grease | Orbisphere
2A1014 | 20.15 | 3% | 19.55 | ABRASIVE CLEANING PAPER | GLI
2E0551 | 87.25 | 3% | 84.63 | ELECTRODE, LIQUID LEVEL, | GLI
2K1271 | 38.65 | 3% | 37.49 | QUICK DISCONNECT,AMPHENOL | GLI
2L1000 | 32.25 | 3% | 31.28 | BULB, 12VAC | GLI
2M1031-025 | 2.65 | 3% | 2.57 | TUBE,POLYETHYLNE,1/4"OD, | GLI
2M1033-043 | 6.49 | 3% | 6.3 | TUBING,PVC,1/4 ID.,7/16 O | GLI
2M1033-043-060 | 377 | 3% | 365.69 | PVC TUBING,60Ft. 2 Piece | GLI
2M1033-187 | 4.85 | 3% | 4.7 | TUBE,PVC,#15 X .19 ID | GLI
3029100 | 30.79 | 3% | 29.87 | CORD, POWER 12/3 SJT 15A-300V 6' | Hach
30314 | 103 | 5% | 97.85 | FERROVER POWDER, 113G | Hach
3033100 | 122 | 3% | 118.34 | CASE ASSY, HC-7 DR/2000 INSTR. | Hach
3033400 | 161 | 3% | 156.17 | KIT, 12/13MM ADAPTOR 2100N/AN | Hach
3033500 | 161 | 3% | 156.17 | KIT, 16MM ADAPTOR 2100N/AN | Hach
3033600 | 162 | 3% | 157.14 | KIT, 19MM ADAPTOR 2100N/AN | Hach
30353 | 485 | 5% | 460.75 | FERROVER IRON RGT PWD, 1KG | Hach
3036300 | 212 | 3% | 205.64 | FILTER ASSY, INTERFERENCE 410 | Hach
3036700 | 212 | 3% | 205.64 | FILTER ASSY, INTERFERENCE 500 | Hach
3037100 | 302 | 3% | 292.94 | FILTER ASSY, INTERFERENCE 560 | Hach
3037300 | 238 | 3% | 230.86 | FILTER ASSY, INTERFERENCE 610 | Hach
3037600 | 212 | 3% | 205.64 | FILTER ASSY, INTERFERENCE 810 | Hach
3050000 | 183 | 3% | 177.51 | SOFTENER, WATER STANDARD | Hach
3050001 | 233 | 3% | 226.01 | SOFTENER, WATER PREMIUM | Hach
3050002 | 172 | 3% | 166.84 | SOFTENER, WATER SHORT STANDARD | Hach
3050003 | 212 | 3% | 205.64 | SOFTENER, WATER SHORT PREMIUM | Hach
3050006 | 194 | 3% | 188.18 | SOFTENER, WATER ECO PREMIUM | Hach
3050051 | 186 | 3% | 180.42 | SOFTENER, WATER PREMIUM EMPTY | Hach
3050053 | 192 | 3% | 186.24 | SOFTENER, WATER SHORT PREM EMPTY | Hach
3060288 | 24.15 | 3% | 23.43 | MANUAL,WASTEAWAY SAMPLE COND KIT | Hach
30749 | 18.95 | 5% | 18 | NITROGEN, NITRATE 10MG/L 500ML | Hach
30756 | 40.85 | 5% | 38.81 | NITROGEN STD SOLN, 10MG/L 1GAL | Hach
30V0B-T | 5008 | 3% | 4857.76 | Additional H2 (EC) channel upgrade kit for Orbisphere 510 Table instrument. Three 0-5V analog outputs | Orbisphere
3100-M0-000 | 10639 | 3% | 10319.83 | dg PORTABLE O2 INSTRUMENT | Orbisphere
3100-M0-00K | 10796 | 3% | 10472.12 | Portable O2 instrument, Korean | Orbisphere
3100-M0-040 | 10348 | 3% | 10037.56 | PORTABLE O2 INSTR., 1/4" | Orbisphere
3100-M0-04K | 10348 | 3% | 10037.56 | PORTABLE O2 INSTR. 1/4", KOREAN | Orbisphere
3100-M0-060 | 10348 | 3% | 10037.56 | PORTABLE O2 INSTR., 6MM | Orbisphere
3100-M0-06K | 10348 | 3% | 10037.56 | PORTABLE O2 INSTR. 6MM, KOREAN | Orbisphere
31101H | 65.25 | 5% | 61.99 | RESIN, DEMINERALIZER DRIED 380G | Hach
31110.02 | 4258 | 3% | 4130.26 | dg Sensor, O2, PEEK, EPDM O-rings | Orbisphere
31110A.02 | 4258 | 3% | 4130.26 | Sensor, O2, PEEK, EPDM, 3650 | Orbisphere
31110AB.02 | 4395 | 3% | 4263.15 | Sensor, O2 with 29111S cap | Orbisphere
31110E.02 | 4637 | 3% | 4497.89 | Sensor EX, O2, PEEK, EPDM | Orbisphere
31120.01 | 5246 | 3% | 5088.62 | dg Sensor, O2, SS, EPDM | Orbisphere
31120A.01 | 5246 | 3% | 5088.62 | Sensor, O2, SS, EPDM | Orbisphere
31120A01.01 | 5246 | 3% | 5088.62 | Sensor, O2, SS, EPDM, +/-0.1ppb version | Orbisphere
31120E.01 | 5594 | 3% | 5426.18 | Sensor EX, O2, SS, EPDM | Orbisphere
31120E.04 | 5653 | 3% | 5483.41 | EC Sensor, Substance measured: Oxygen, Sensing head material: Hastelloy, Guard ring: Silver, Maximum pressure: 50 bar, O-Ring: EPDM, Intrinsically safe. | Orbisphere
31120E.11 | 5594 | 3% | 5426.18 | Sensor EX, O2, SS, Viton | Orbisphere
31120E.14 | 6560 | 3% | 6363.2 | Sensor EX, O2, Hastelloy, Viton | Orbisphere
31120E.21 | 5692 | 3% | 5521.24 | Sensor EX, O2, SS, Kalrez | Orbisphere
31120E.41 | 4823 | 3% | 4678.31 | EC Sensor, Substance measured: Oxygen, Sensing head material: Stainless Steel, Guard ring: Silver, Maximum pressure: 50 bar, O-Ring: Nitril, Intrinsically safe. | Orbisphere
31120S.01 | 5503 | 3% | 5337.91 | Sensor, O2, SS, EPDM, smart | Orbisphere
31130.01 | 5836 | 3% | 5660.92 | Sensor, O2, SS 100 bar | Orbisphere
31130.41 | 5836 | 3% | 5660.92 | Sensor, O2, SS, Nitril 100 bar | Orbisphere
31130A.01 | 5836 | 3% | 5660.92 | Sensor EX, O2, 100 bar | Orbisphere
31130E.01 | 6218 | 3% | 6031.46 | Sensor EX, O2, 100 bar | Orbisphere
31130E.11 | 6218 | 3% | 6031.46 | Sensor EX, O2, 100 bar | Orbisphere
31130E.14 | 7388 | 3% | 7166.36 | EC Sensor, Substance measured: Oxygen, Sensing head material: Hastelloy, Guard ring: Silver, Maximum pressure: 100 bar, O-Ring: Viton, Intrinsically safe. | Orbisphere
31130E.17 | 7388 | 3% | 7166.36 | EC Sensor, Substance measured: Oxygen, Sensing head material: Monel, Guard ring: Silver, Maximum pressure: 100 bar, O-Ring: Viton. Intrinsically safe | Orbisphere
31130E.21 | 6330 | 3% | 6140.1 | Sensor EX, O2, 100 bar | Orbisphere
31130E.25 | 7260 | 3% | 7042.2 | Sensor EX, O2, 100 bar | Orbisphere
31131.41 | 6878 | 3% | 6671.66 | Sensor, O2, SS, Pt, 100 bar | Orbisphere
31131E.11 | 7276 | 3% | 7057.72 | Sensor EX, O2, SS, Viton | Orbisphere
31140E.01 | 10120 | 3% | 9816.4 | Sensor EX, O2, SS, EPDM, VHP | Orbisphere
31141.11 | 10748 | 3% | 10425.56 | Sensor, O2, SS, Pt, VHP | Orbisphere
3119800 | 22.75 | 3% | 22.07 | TRANSMITTAL, CONDUCTIVITY INST. | GLI
31210.12 | 9420 | 3% | 9137.4 | Sensor, H2, PEEK, Viton | Orbisphere
31230.01 | 9181 | 3% | 8905.57 | Sensor, H2, SS, EPDM | Orbisphere
31230.11 | 9379 | 3% | 9097.63 | Sensor, H2, SS, Viton | Orbisphere
31230.14 | 11952 | 3% | 11593.44 | Sensor, H2, Hastelloy, Viton | Orbisphere
31230.21 | 9460 | 3% | 9176.2 | Sensor, H2, SS, Kalrez | Orbisphere
31230.41 | 9379 | 3% | 9097.63 | Sensor, H2, SS, Nitril | Orbisphere
31230E.01 | 7943 | 3% | 7704.71 | EC Sensor, Substance measured: Hydrogen, Sensing head material: Stainless Steel, Guard ring: Platinum, Maximum pressure: 100 bar, O-Ring: EPDM, Intrinsically safe. | Orbisphere
31230E.11 | 9758 | 3% | 9465.26 | Sensor EX, H2, SS, Viton | Orbisphere
31230E.14 | 10123 | 3% | 9819.31 | EC sensor, Substance measured: Hydrogen, Sensing head material: Hastelloy, Guard ring: Platinum, Maximum pressure: 100 bar, O-ring: Viton, Special: Hastelloy protection cap. Intrinsically safe. | Orbisphere
31230S.01 | 9182 | 3% | 8906.54 | Sensor, H2, SS, EPDM, smart | Orbisphere
31231.01 | 9181 | 3% | 8905.57 | Sensor, H2, SS | Orbisphere
31240.01 | 12200 | 3% | 11834 | Sensor, H2, SS, EPDM, VHP | Orbisphere
31249H | 61.35 | 5% | 58.28 | POTASSIUM BIIODATE, 0.025N 500ML | Hach
31250GP | 10902 | 3% | 10574.94 | dg Sensor, H2, N2 prg | Orbisphere
31251 | 10902 | 3% | 10574.94 | Sensor, H2, Ar prg | Orbisphere
31252GP | 10902 | 3% | 10574.94 | Sensor, H2, CO2 prg | Orbisphere
31260GP | 11473 | 3% | 11128.81 | Sensor, H2, N2 prg, ext temp | Orbisphere
31260HP | 14766 | 3% | 14323.02 | Sensor, H2, N2 prg, xtemp, HP | Orbisphere
31261GP | 11473 | 3% | 11128.81 | Sensor, H2, Ar prg, ext temp | Orbisphere
31262HP | 14766 | 3% | 14323.02 | Sensor, H2, CO2 prg, xtemp, HP | Orbisphere
31270GP | 10799 | 3% | 10475.03 | Sensor, H2, N2 prg, 3654 | Orbisphere
31272GP | 10799 | 3% | 10475.03 | Sensor, H2, CO2 prg, 3655 | Orbisphere
31280GP | 18230 | 3% | 17683.1 | Sensor, H2/He, air prg | Orbisphere
31331.15 | 6888 | 3% | 6681.36 | Sensor, O3, Ti, Viton | Orbisphere
31425 | 14.55 | 5% | 13.82 | POTASSIUM HYDROXIDE PELLETS, 25G | Hach
31434 | 40.39 | 5% | 38.37 | POTASSIUM HYDROXIDE, ACS 500G | Hach
31450 | 7261 | 3% | 7043.17 | Sensor, CO2, N2 prg | Orbisphere
31460 | 8840 | 3% | 8574.8 | Sensor, CO2, N2 prg, ext temp | Orbisphere
31460.14 | 9516 | 3% | 9230.52 | TC Sensor, Substance measured: Carbon dioxide, Hastelloy body, Viton O-ring, Purge gas: Nitrogen, Protection cap provided, Sensor Cable to be ordered: 32505.03, with external temperature adapter, Maximum pressure: 20 bar, External Temperat | Orbisphere
31478 | 5391 | 3% | 5229.27 | TC Sensor | Orbisphere
3152 | 92 | 3% | 89.24 | CONNECT KIT-REMOTE PUMP W/TEF TUBING | American Sigma
31534 | 84.69 | 5% | 80.46 | POTASSIUM ACID PHTHALATE, 500G | Hach
31550 | 11092 | 3% | 10759.24 | Sensor, N2, CO2 prg | Orbisphere
31551 | 11092 | 3% | 10759.24 | Sensor, N2, H2 prg | Orbisphere
31553GP | 11092 | 3% | 10759.24 | Sensor, N2, Ar prg | Orbisphere
31560 | 11680 | 3% | 11329.6 | Sensor, N2, CO2 prg, ext temp | Orbisphere
31560HP | 13274 | 3% | 12875.78 | TC SENSOR, NE, 170 BAR MAX | Orbisphere
31561 | 11680 | 3% | 11329.6 | Sensor, N2, H2 prg, ext temp | Orbisphere
31561HP | 14657 | 3% | 14217.29 | Sensor, N2, H2 prg, xtemp, HP | Orbisphere
31563 | 11680 | 3% | 11329.6 | Sensor, N2, Ar prg, ext temp | Orbisphere
31563HP | 13934 | 3% | 13515.98 | TC SENSOR/NITROGEN | Orbisphere
31564 | 11680 | 3% | 11329.6 | Sensor, N2, He prg, ext temp | Orbisphere
31564HP | 13934 | 3% | 13515.98 | Sensor, N2, He purge | Orbisphere
31570 | 9545 | 3% | 9258.65 | Sensor, N2, CO2 prg, 3654 | Orbisphere
31653 | 28.55 | 5% | 27.12 | SILVER NITRATE STD .0141N 1000ML | Hach
3178800 | 153 | 3% | 148.41 | PEN, DISPOSABLE CARTRIDGE, BLUE | GLI
3179100 | 8.55 | 3% | 8.29 | CARD, QUICK REFERENCE TPA | Hach
3182700 | 84.79 | 3% | 82.25 | MANUAL CHESSELL MOD NO 300 RCDR | GLI
3183088 | 41.79 | 3% | 40.54 | MANUAL,SULFITE ANALYZER 0-50MG/L | Hach
3185088 | 28.69 | 3% | 27.83 | MANUAL, NEMA4X PC CL IN BRINE | Hach
32001.010 | 1255 | 3% | 1217.35 | Flow Chamber, SS, 6mm EPDM | Orbisphere
32001.011 | 1304 | 3% | 1264.88 | dg Flow Chamber, SS, 1/4"", EPDM | Orbisphere
32001.012 | 1301 | 3% | 1261.97 | Flow chamber in stainless steel (316) with 8 mm fittings. Supplied with EPDM O-rings. | Orbisphere
32001.030 | 996 | 3% | 966.12 | Flow Chamber, Delrin 6mm EPDM | Orbisphere
32001.031 | 1035 | 3% | 1003.95 | Flow Chamber, Delrin 1/4"" EPDM | Orbisphere
32001.071 | 2606 | 3% | 2527.82 | Flow chamber in Monel with 1/4" fittings. Supplied with EPDM O-rings. | Orbisphere
32001.110 | 1208 | 3% | 1171.76 | Flow chamber in stainless steel (316) with 6 mm fittings. Supplied with Viton O-rings. | Orbisphere
32001.111 | 1122 | 3% | 1088.34 | dg Flow chamber in stainless steel (316) with 1/4" fittings. Supplied with Viton O-rings. | Orbisphere
32001.140 | 2868 | 3% | 2781.96 | Flow chamber in Hastelloy with 6 mm fittings. Supplied with Viton O-rings. | Orbisphere
32001.141 | 3140 | 3% | 3045.8 | Flow Chamber, Hastelloy, +"" Viton | Orbisphere
32001.150 | 1718 | 3% | 1666.46 | TITANIUM FLOW CHAMBER, 6MM | Orbisphere
32001.151 | 1930 | 3% | 1872.1 | Flow Chamber, Ttitanium 1/4"" Viton | Orbisphere
32001.170 | 2606 | 3% | 2527.82 | Flow chamber in Monel with 6 mm fittings. Supplied with Viton O-rings. | Orbisphere
32001.171 | 2672 | 3% | 2591.84 | Flow chamber in Monel with 1/4" fittings. Supplied with Viton O-rings. | Orbisphere
32001.181 | 1468 | 3% | 1423.96 | Flow Chamber, Kynar 1/4"" Viton | Orbisphere
32001.191 | 1819 | 3% | 1764.43 | Flow Chamber, PTFE 1/4"" Viton | Orbisphere
32002.010 | 2440 | 3% | 2366.8 | Multiparameter Flow Cell, 6mm | Orbisphere
32002.011 | 2615 | 3% | 2536.55 | dg Multiparameter Flow Cell, 1/4"" | Orbisphere
32003GP | 2323 | 3% | 2253.31 | PROACC insertion device | Orbisphere
32006GP | 718 | 3% | 696.46 | Flow chamber, SS | Orbisphere
32007D | 1304 | 3% | 1264.88 | Flow Chamber for Micrologger | Orbisphere
32007E.110 | 1469 | 3% | 1424.93 | Flow Chamber, 3650EX, 6MM | Orbisphere
32007E.111 | 1512 | 3% | 1466.64 | Flow Chamber, 3650EX, 1/4"" | Orbisphere
32007F | 1952 | 3% | 1893.44 | FLOWCHAMBER w/ VALVE & SS TUBE | Orbisphere
32007W.030 | 1736 | 3% | 1683.92 | Flow Chamber, high solids, 6MM | Orbisphere
32007W.031 | 1736 | 3% | 1683.92 | Flow chamber. wort | Orbisphere
32009 | 1736 | 3% | 1683.92 | Flow Chamber, microvolume | Orbisphere
32011GP | 1736 | 3% | 1683.92 | Flow Chamber,1/8"" | Orbisphere
32013A | 1755 | 3% | 1702.35 | Flow Chamber w/spiral for 3650 | Orbisphere
32015.020 | 1715 | 3% | 1663.55 | Flow Chamber | Orbisphere
32015.021 | 1971 | 3% | 1911.87 | Flow Chamber, spiral for 3650 | Orbisphere
32016.02 | 1908 | 3% | 1850.76 | Flow Chamber | Orbisphere
32017GP | 3219 | 3% | 3122.43 | Flow Chamber for PharmaPack | Orbisphere
32019 | 5012 | 3% | 4861.64 | Assembly Hook&Go for H2(TC) +O2(EC) chambers includes hydraulic circuit (mounted) for single sample entry: 1*shut-off valve, 2*chambers-32001.010, 1*SS plug-28123, 1*collar-28104, 1*pressure-gauge, 1*SS-flow-meter - - Details on Engineerin | Orbisphere
32019-6V | 7054 | 3% | 6842.38 | HOOK & GO SAMPLING ASS. (6 WAYS VALVE) | Orbisphere
32021 | 7541 | 3% | 7314.77 | Assembly Hook&Go for H2(TC) +O2(EC) chambers includes hydraulic circuit (mounted) for dual sample entry: 3*shut-off valves, 1* needle valve, 2*chambers-32001.010, 1*SS plug-28123, 1*collar-28104, 2*flow-meter - - Details on Engineering Dra | Orbisphere
32022 | 3367 | 3% | 3265.99 | Assembly Hook&Go for H2(TC) +O2(EC) chambers (non-included) with hydraulic circuit (non-mounted) for single sample entry: 1*shut-off valve, 1*SS plug-28123, 1*collar-28104, 1*pressure-gauge, 1*SS-flow-meter, - - For details see Engineering | Orbisphere
32051A | 387 | 3% | 375.39 | Adapter for 32007D | Orbisphere
32058GP | 2148 | 3% | 2083.56 | Flow Chamber for 3658 Analyzer | Orbisphere
3206 | 1282 | 3% | 1243.54 | mc PORTABLE PUMP | American Sigma
32105 | 408 | 3% | 395.76 | Piercing head for 29976 for PET caps. Use with Package Positioning Plate 32107. | Orbisphere
32108.A | 531 | 3% | 515.07 | Package positioning plate to use with cans and bottles, for 3625. Grey version | Orbisphere
32109B.A | 48957 | 3% | 47488.29 | dg ProBrix module, 110volt This product does not have 3rd party USL/CSA Safety Certification | Orbisphere
32109B.B | 50254 | 3% | 48746.38 | ProBrix module, 220volt | Orbisphere
32109C.A | 48222 | 3% | 46775.34 | ProBrix module, neckless, 110V | Orbisphere
32109D.A | 36569 | 3% | 35471.93 | Sampling Module w/o C02 sensor, 115V | Orbisphere
32109D.B | 38357 | 3% | 37206.29 | Sampling Module w/o C02 sensor | Orbisphere
32110 | 349 | 3% | 338.53 | Pet bottle holding fork | Orbisphere
32110.A | 306 | 3% | 296.82 | PET bottle positioning fork with spacer, for piercer 29989, system 3625. Grey version | Orbisphere
32111A | 1004 | 3% | 973.88 | PET Piercing Head | Orbisphere
32112 | 2041 | 3% | 1979.77 | PET BOTTLE FORK | Orbisphere
32112.A | 1777 | 3% | 1723.69 | PET bottle positioning fork for use with 32113 (piercing knife and positioning fork for PET bottles) and 29995, beverage package piercer. 3625 system. (Replaces 32110). Grey version | Orbisphere
32113 | 3165 | 3% | 3070.05 | PET piercing assembly | Orbisphere
32113.A | 2799 | 3% | 2715.03 | PET piercing assembly: piercing knife (32111A) and positioning fork (32112) and Variseal positioning tool. For use with 29995, beverage piercing sampler, for 3625 system. Grey version | Orbisphere
32114.A | 1364 | 3% | 1323.08 | Metal cap and can piercing assembly: piercing knife (32106A), positioning device (32108) and 2 spacers. For use with 29995, beverage piercing sampler, for 3625 system. Grey version | Orbisphere
32114GP | 1798 | 3% | 1744.06 | Metal cap and can version | Orbisphere
32118 | 141 | 3% | 136.77 | ASSEMBLY TO DEACTIVATE 2 STEP PIERCING | Orbisphere
32119.A | 227 | 3% | 220.19 | Sensor support backplate with attachment screws, for 29995 piercer, system 3625. Grey version | Orbisphere
32120 | 1536 | 3% | 1489.92 | Temperature connection box with attachment screws, for 29995 piercer, system 3625. | Orbisphere
32120.A | 1637 | 3% | 1587.89 | CONNECTION BOX/29995 GREY | Orbisphere
3219 | 79 | 3% | 76.63 | D.O.,MEMBRANE KIT,2 MIL. | American Sigma
32201GP | 369 | 3% | 357.93 | Retrofit plate, MOCA for 26XX | Orbisphere
32202GP | 408 | 3% | 395.76 | 19"""" Rack Plate ( for one 3600 | Orbisphere
32203GP | 606 | 3% | 587.82 | 19" FRONT PLATE FOR TWO PANEL MOUNT INSTRUMENTS | Orbisphere
32205GP | 67.35 | 3% | 65.33 | Sensor Base/Stand, 3 series | Orbisphere
32209 | 350 | 3% | 339.5 | Probrix, Wall mount kit | Orbisphere
3221 | 181 | 5% | 171.95 | D.O.,ELECTROLYTE KIT,1 PINT | American Sigma
32215 | 28.69 | 3% | 27.83 | BRILLIANT GREEN TUBES PK/15 | Hach
32215CP | 31.49 | 3% | 30.55 | KTO: BRILLIANT GREEN TUBES PK/15, COLDPACK | Hach
3225 | 515 | 3% | 499.55 | mc KIT, CONDUCT. PROBE W/25 FT. CABLE | American Sigma
3230 | 88 | 5% | 83.6 | SOLUTION,CONDUCTIVITY CAL 2 PINT | American Sigma
32301.A | 1730 | 3% | 1678.1 | Electrochemical Cleaning Unit | Orbisphere
32301.B | 1730 | 3% | 1678.1 | Electrochemical Cleaning Unit | Orbisphere
32302 | 295 | 3% | 286.15 | Dummy probe, for portable MOCA | Orbisphere
32304 | 1346 | 3% | 1305.62 | Test unit, EC simulate 36XX | Orbisphere
32305 | 566 | 3% | 549.02 | Measurement Certificate | Orbisphere
32307 | 1901 | 3% | 1843.97 | Diagnostic unit for 3625 | Orbisphere
32309 | 60.69 | 3% | 58.87 | Watertight Delrin plug, LEMO | Orbisphere
32311GP | 765 | 3% | 742.05 | Flow Meter 3654 TC Logger | Orbisphere
32312 | 482 | 3% | 467.54 | KIT OF 10 SEPTA FOR 29991 | Orbisphere
32313GP | 508 | 3% | 492.76 | CO2 Cal. Kit, High level | Orbisphere
32314 | 343 | 5% | 325.85 | Refill kit for 32313 | Orbisphere
32315 | 508 | 5% | 482.6 | CO2 Cal. Kit low level | Orbisphere
32316 | 343 | 5% | 325.85 | Refill kit for 32315 | Orbisphere
32332 | 13.75 | 5% | 13.06 | SODIUM THIOSULFATE SOLN, 0.1N | Hach
32353 | 23.25 | 5% | 22.09 | SODIUM THIOSULFATE SOLN, 1000ML | Hach
32501.01 | 251 | 3% | 243.47 | 10 wire cable to connect all thermal conductivity and electrochemical 31xxx and x1100 sensors to Orbisphere 410/510 wall and panel instrument, total length 1 meter | Orbisphere
32501.03 | 284 | 3% | 275.48 | dg CABLE 10 WIRE 31XXX SENSORS TO 410/510 3M | Orbisphere
32501.05 | 341 | 3% | 330.77 | CABLE SENSOR 5M | Orbisphere
32501.10 | 405 | 3% | 392.85 | CABLE LONGER 10 WIRE | Orbisphere
32501.100 | 1921 | 3% | 1863.37 | 100M SENSOR CABLE FOR 410/510 | Orbisphere
32501.150 | 2782 | 3% | 2698.54 | 10 wire cable to connect all thermal conductivity and electrochemical 31xxx and x1100 sensors to Orbisphere 410/510 wall and panel instrument, total length 150 meters | Orbisphere
32501.20 | 593 | 3% | 575.21 | Cable, sensor, 20M | Orbisphere
32501.200 | 3643 | 3% | 3533.71 | 10 wire cable to connect all thermal conductivity and electrochemical 31xxx and x1100 sensors to Orbisphere 410/510 wall and panel instrument, total length 200 meters | Orbisphere
32501.25 | 629 | 3% | 610.13 | 10 wire cable to connect all thermal conductivity and electrochemical 31xxx and x1100 sensors to Orbisphere 410/510 wall and panel instrument, total length 25 meters | Orbisphere
32501.30 | 782 | 3% | 758.54 | Cable, sensor, 30M | Orbisphere
32501.40 | 890 | 3% | 863.3 | 10 wire cable to connect all thermal conductivity and electrochemical 31xxx and x1100 sensors to Orbisphere 410/510 wall and panel instrument, total length 40 meters | Orbisphere
32501.45 | 974 | 3% | 944.78 | 10 wire cable to connect all thermal conductivity and electrochemical 31xxx and x1100 sensors to Orbisphere 410/510 wall and panel instrument, total length 45 meters | Orbisphere
32501.50 | 1078 | 3% | 1045.66 | CABLE 50M, SENSORS VS TRANSMITTERS | Orbisphere
32501.60 | 1233 | 3% | 1196.01 | 10 wire cable to connect all thermal conductivity and electrochemical 31xxx and x1100 sensors to Orbisphere 410/510 wall and panel instrument, total length 60 meters | Orbisphere
32501.70 | 1406 | 3% | 1363.82 | 10 wire cable to connect all thermal conductivity and electrochemical 31xxx and x1100 sensors to Orbisphere 410/510 wall and panel instrument, total length 70 meters | Orbisphere
32501.80 | 1273 | 3% | 1234.81 | 80 METER CABLE FOR 410/510 WALL INSTRUMENTS | Orbisphere
32501.90 | 1751 | 3% | 1698.47 | 10 wire cable to connect all thermal conductivity and electrochemical 31xxx and x1100 sensors to Orbisphere 410/510 wall and panel instrument, total length 90 meters | Orbisphere
32502.0A | 450 | 3% | 436.5 | SENSOR CABLE 0.5M WITH 2 LEMO FOR 3601.XXX | Orbisphere
32504.03 | 667 | 3% | 646.99 | CABLE ASSY, D.O. SENSOR, 3 METER | Orbisphere
32504.05 | 383 | 3% | 371.51 | 5 meters sensor cable for use with the ROS. Supplied with 1 connector. 10 wires, black sleeve. | Orbisphere
32504.100 | 2019 | 3% | 1958.43 | 100M SENSOR CABLE FOR ROS | Orbisphere
32504.20 | 678 | 3% | 657.66 | Cable, sensor, 20 meters | Orbisphere
32504.25 | 728 | 3% | 706.16 | 25 meters sensor cable for use with the ROS. Supplied with 1 connector. 10 wires, black sleeve. | Orbisphere
32504.30 | 717 | 3% | 695.49 | 30 METERS SENSOR CABLE FOR USE WITH THE ROS, 1 CONN, 10 WIRES BLACK SLEEVE | Orbisphere
32504.35 | 897 | 3% | 870.09 | 35 meters sensor cable for use with the ROS. Supplied with 1 connector. 10 wires, black sleeve. | Orbisphere
32504.40 | 987 | 3% | 957.39 | 40M SENSOR CABLE FOR ROS | Orbisphere
32504.45 | 1072 | 3% | 1039.84 | 45 meters sensor cable for use with the ROS. Supplied with 1 connector. 10 wires, black sleeve. | Orbisphere
32504.50 | 1158 | 3% | 1123.26 | 50M SENSOR CABLE FOR ROS | Orbisphere
32504.60 | 1331 | 3% | 1291.07 | 60 meters sensor cable for use with the ROS. Supplied with 1 connector. 10 wires, black sleeve. | Orbisphere
32504.70 | 1500 | 3% | 1455 | 70 meters sensor cable for use with the ROS. Supplied with 1 connector. 10 wires, black sleeve. | Orbisphere
32504.80 | 1673 | 3% | 1622.81 | 80 meters sensor cable for use with the ROS. Supplied with 1 connector. 10 wires, black sleeve. | Orbisphere
32504.90 | 1845 | 3% | 1789.65 | 90 meters sensor cable for use with the ROS. Supplied with 1 connector. 10 wires, black sleeve. | Orbisphere
32505.01 | 535 | 3% | 518.95 | Cable, sensor, 1m, 2 conn, 10 wire | Orbisphere
32505.03 | 566 | 3% | 549.02 | Sensor cable, 3 meters, all TC | Orbisphere
32505.05 | 549 | 3% | 532.53 | Cable, Sensor, 5m, w/2 connect | Orbisphere
32505.10 | 623 | 3% | 604.31 | Cable, 10m, 2 connectors for 2 | Orbisphere
32505.100 | 2121 | 3% | 2057.37 | 100M SENSOR CABLE, 2 CONN, 10 WIRES | Orbisphere
32505.15 | 760 | 3% | 737.2 | SENSOR CABLE 15M LENGTH, 2 CON | Orbisphere
32505.150 | 2984 | 3% | 2894.48 | 150 meters sensor cable for all thermal conductivity and electrochemical 31xxx and x1100 sensors, except 31x7x, as well as all sensors for 2620, 2640, and 264xx instruments. Supplied with 2 connectors. 10 wires, black sleeve. (Replaces obs | Orbisphere
32505.20 | 869 | 3% | 842.93 | SENSOR CABLE, 20 METERS ALL TC | Orbisphere
32505.200 | 3845 | 3% | 3729.65 | 200 meters sensor cable for all thermal conductivity and electrochemical 31xxx and x1100 sensors, except 31x7x, as well as all sensors for 2620, 2640, and 264xx instruments. Supplied with 2 connectors. 10 wires, black sleeve. (Replaces obs | Orbisphere
32505.25 | 830 | 3% | 805.1 | 25 meters sensor cable for all thermal conductivity and electrochemical 31xxx and x1100 sensors, except 31x7x, as well as all sensors for 2620, 2640, and 264xx instruments. Supplied with 2 connectors. 10 wires, black sleeve. (Replaces obso | Orbisphere
32505.30 | 921 | 3% | 893.37 | 30M, SENSOR CABLE | Orbisphere
32505.35 | 1241 | 3% | 1203.77 | Cable, sensor, 2 conn, 35m | Orbisphere
32505.40 | 1088 | 3% | 1055.36 | 40M SENSOR CABLE, 2CONN, 10 WIRES | Orbisphere
32505.45 | 1174 | 3% | 1138.78 | 45 meters sensor cable for all thermal conductivity and electrochemical 31xxx and x1100 sensors, except 31x7x, as well as all sensors for 2620, 2640, and 264xx instruments. Supplied with 2 connectors. 10 wires, black sleeve. (Replaces obso | Orbisphere
32505.50 | 1261 | 3% | 1223.17 | 50M SENSOR CABLE, 2 CONN, 10 WIRES | Orbisphere
32505.500 | 9019 | 3% | 8748.43 | 500 meters sensor cable for all thermal conductivity and electrochemical 31xxx and x1100 sensors, except 31x7x, as well as all sensors for 2620, 2640, and 264xx instruments. Supplied with 2 connectors. 10 wires, black sleeve. | Orbisphere
32505.60 | 1433 | 3% | 1390.01 | 60 meters sensor cable for all thermal conductivity and electrochemical 31xxx and x1100 sensors, except 31x7x, as well as all sensors for 2620, 2640, and 264xx instruments. Supplied with 2 connectors. 10 wires, black sleeve. (Replaces obso | Orbisphere
32505.70 | 1607 | 3% | 1558.79 | 70 meters sensor cable for all thermal conductivity and electrochemical 31xxx and x1100 sensors, except 31x7x, as well as all sensors for 2620, 2640, and 264xx instruments. Supplied with 2 connectors. 10 wires, black sleeve. (Replaces obso | Orbisphere
32505.80 | 1778 | 3% | 1724.66 | 80 meters sensor cable for all thermal conductivity and electrochemical 31xxx and x1100 sensors, except 31x7x, as well as all sensors for 2620, 2640, and 264xx instruments. Supplied with 2 connectors. 10 wires, black sleeve. (Replaces obso | Orbisphere
32505.90 | 1896 | 3% | 1839.12 | 90 meters sensor cable for all thermal conductivity and electrochemical 31xxx and x1100 sensors, except 31x7x, as well as all sensors for 2620, 2640, and 264xx instruments. Supplied with 2 connectors. 10 wires, black sleeve. (Replaces obso | Orbisphere
32506.01 | 446 | 3% | 432.62 | STANDARD SENSOR CABLE 1M WITH 2 LEMO-CONNECTORS.WITH DOUBLE SCREEN | Orbisphere
32506.03 | 636 | 3% | 616.92 | Sensor cable, 3m | Orbisphere
32506.05 | 544 | 3% | 527.68 | 5 meters sensor cable for use with 3600M. Supplied with two connectors. Double screen. Complies with EMC regulations. Max lenght 100m | Orbisphere
32506.05Z | 544 | 3% | 527.68 | Halogen free cable with two LEMO 10 connectors, 5m | Orbisphere
32506.10 | 629 | 3% | 610.13 | 10 meters sensor cable for use with 3600M. Supplied with two connectors. Double screen. Complies with EMC regulations. Max lenght 100m | Orbisphere
32506.100 | 2180 | 3% | 2114.6 | 100M EMC SENSOR CABLE | Orbisphere
32506.15 | 715 | 3% | 693.55 | 15 meters sensor cable for use with 3600M. Supplied with two connectors. Double screen. Complies with EMC regulations. Max lenght 100m | Orbisphere
32506.20 | 802 | 3% | 777.94 | 20M EMC SENSOR CABLE | Orbisphere
32506.25 | 890 | 3% | 863.3 | 25 meters sensor cable for use with 3600M. Supplied with two connectors. Double screen. Complies with EMC regulations. Max lenght 100m | Orbisphere
32506.30 | 974 | 3% | 944.78 | 30M EMC SENSOR CABLE | Orbisphere
32506.35 | 1060 | 3% | 1028.2 | 35 meters sensor cable for use with 3600M. Supplied with two connectors. Double screen. Complies with EMC regulations. Max lenght 100m | Orbisphere
32506.40 | 1147 | 3% | 1112.59 | 40 meters sensor cable for use with 3600M. Supplied with two connectors. Double screen. Complies with EMC regulations. Max lenght 100m | Orbisphere
32506.45 | 1233 | 3% | 1196.01 | 45 meters sensor cable for use with 3600M. Supplied with two connectors. Double screen. Complies with EMC regulations. Max lenght 100m | Orbisphere
32506.50 | 1318 | 3% | 1278.46 | 50M EMC SENSOR CABLE | Orbisphere
32506.60 | 1491 | 3% | 1446.27 | 60 meters sensor cable for use with 3600M. Supplied with two connectors. Double screen. Complies with EMC regulations. Max lenght 100m | Orbisphere
32506.70 | 1663 | 3% | 1613.11 | 70 meters sensor cable for use with 3600M. Supplied with two connectors. Double screen. Complies with EMC regulations. Max lenght 100m | Orbisphere
32506.80 | 1834 | 3% | 1778.98 | 80 meters sensor cable for use with 3600M. Supplied with two connectors. Double screen. Complies with EMC regulations. Max lenght 100m | Orbisphere
32506.90 | 2007 | 3% | 1946.79 | 90 meters sensor cable for use with 3600M. Supplied with two connectors. Double screen. Complies with EMC regulations. Max lenght 100m | Orbisphere
32508.01 | 474 | 3% | 459.78 | SENSOR CABLE 1M LENGTH WITH 2 LEMO-CONNECTORS FOR SENSOR 31112/31124 | Orbisphere
32508.03 | 562 | 3% | 545.14 | Cable, sensor, 2 conn, 8 wire, | Orbisphere
32508.05 | 579 | 3% | 561.63 | Cable, sensor, 5m, for 31113 | Orbisphere
32508.10 | 651 | 3% | 631.47 | Cable, Sensor, 2 conn.,10m, 8 | Orbisphere
32508.100 | 2148 | 3% | 2083.56 | 100M SPECIAL SENSOR CABLE | Orbisphere
32508.15 | 684 | 3% | 663.48 | 15 meters sensor cable for 31112.02, 31113.02, 31124.01, 31125.01, 31126.01, 31133.01 and 31134.01 sensors when used with old instruments replacing sensors 2110, 21102, 21152, and 21158. Supplied with 2 connectors. 8 wire. | Orbisphere
32508.20 | 769 | 3% | 745.93 | 20M SPECIAL SENSOR CABLE | Orbisphere
32508.25 | 856 | 3% | 830.32 | 25 meters sensor cable for 31112.02, 31113.02, 31124.01, 31125.01, 31126.01, 31133.01 and 31134.01 sensors when used with old instruments replacing sensors 2110, 21102, 21152, and 21158. Supplied with 2 connectors. 8 wire. | Orbisphere
32508.30 | 942 | 3% | 913.74 | 30M SPECIAL SENSOR CABLE | Orbisphere
32508.35 | 1027 | 3% | 996.19 | 35 meters sensor cable for 31112.02, 31113.02, 31124.01, 31125.01, 31126.01, 31133.01 and 31134.01 sensors when used with old instruments replacing sensors 2110, 21102, 21152, and 21158. Supplied with 2 connectors. 8 wire. | Orbisphere
32508.40 | 1115 | 3% | 1081.55 | 40M SPECIAL SENSOR CABLE | Orbisphere
32508.45 | 1201 | 3% | 1164.97 | 45 meters sensor cable for 31112.02, 31113.02, 31124.01, 31125.01, 31126.01, 31133.01 and 31134.01 sensors when used with old instruments replacing sensors 2110, 21102, 21152, and 21158. Supplied with 2 connectors. 8 wire. | Orbisphere
32508.50 | 1285 | 3% | 1246.45 | 50M SPECIAL SENSOR CABLE | Orbisphere
32508.60 | 1459 | 3% | 1415.23 | 60 meters sensor cable for 31112.02, 31113.02, 31124.01, 31125.01, 31126.01, 31133.01 and 31134.01 sensors when used with old instruments replacing sensors 2110, 21102, 21152, and 21158. Supplied with 2 connectors. 8 wire. | Orbisphere
32508.70 | 1629 | 3% | 1580.13 | 70 meters sensor cable for 31112.02, 31113.02, 31124.01, 31125.01, 31126.01, 31133.01 and 31134.01 sensors when used with old instruments replacing sensors 2110, 21102, 21152, and 21158. Supplied with 2 connectors. 8 wire. | Orbisphere
32508.80 | 1802 | 3% | 1747.94 | 80 meters sensor cable for 31112.02, 31113.02, 31124.01, 31125.01, 31126.01, 31133.01 and 31134.01 sensors when used with old instruments replacing sensors 2110, 21102, 21152, and 21158. Supplied with 2 connectors. 8 wire. | Orbisphere
32508.90 | 1977 | 3% | 1917.69 | 90 meters sensor cable for 31112.02, 31113.02, 31124.01, 31125.01, 31126.01, 31133.01 and 31134.01 sensors when used with old instruments replacing sensors 2110, 21102, 21152, and 21158. Supplied with 2 connectors. 8 wire. | Orbisphere
32509 | 20.29 | 3% | 19.68 | EXTENSION OR ADDITIONAL EMC CABLE (PER METER) 6 WIRE | Orbisphere
32510.03 | 313 | 3% | 303.61 | Sensor cable (3m) to connect M/K-type sensor with ORBISPHERE 410/510 instruments | Orbisphere
32510.05 | 349 | 3% | 338.53 | Sensor cable (5m) to connect M/K-type sensor with ORBISPHERE 410/510 instruments | Orbisphere
32510.10 | 443 | 3% | 429.71 | Sensor cable (10m) to connect M/K-type sensor with ORBISPHERE 410/510 instruments | Orbisphere
32510.15 | 552 | 3% | 535.44 | CABLE (15M) TO CONNECT M/K-TYPE SENSOR WITH 410 | Orbisphere
32510.20 | 666 | 3% | 646.02 | CABLE (20M) TO CONNECT M/K-TYPE SENSOR WITH 410 | Orbisphere
32511.03 | 242 | 3% | 234.74 | 3 meter cable to connect 3650EX or 3662EX instrument to interface box. Supplied with 2 connectors. (Max lenght 3m) | Orbisphere
32512.03 | 561 | 3% | 544.17 | Cable, Sensor, for 3650 | Orbisphere
32512.05 | 407 | 3% | 394.79 | 5 METER SENSOR CABLE FOR 3650. SUPPLIED WITH 2 CONNECTORS | Orbisphere
32512.10 | 741 | 3% | 718.77 | Sensor cable, with connectors, Longer than 3 meters for 3650 and 31XXX sensors. 10 meters (Replace 32507.10) | Orbisphere
32512.100 | 2153 | 3% | 2088.41 | 100M SENSOR CABLE FOR 3650 | Orbisphere
32512.15 | 726 | 3% | 704.22 | 15 METERS, SENSOR CABLE FOR 3650 | Orbisphere
32512.150 | 3015 | 3% | 2924.55 | 150 meters sensor cable for 3650 with standard sensors. Supplied with 2 connectors. | Orbisphere
32512.20 | 776 | 3% | 752.72 | 20 meters sensor cable for 3650 with standard sensors. Supplied with 2 connectors. | Orbisphere
32512.200 | 3876 | 3% | 3759.72 | 200 meters sensor cable for 3650 with standard sensors. Supplied with 2 connectors. | Orbisphere
32512.25 | 861 | 3% | 835.17 | 25 meters sensor cable for 3650 with standard sensors. Supplied with 2 connectors. | Orbisphere
32512.30 | 949 | 3% | 920.53 | 30M SENSOR CABLE FOR 3650 | Orbisphere
32512.35 | 1034 | 3% | 1002.98 | 35 meters sensor cable for 3650 with standard sensors. Supplied with 2 connectors. | Orbisphere
32512.40 | 1119 | 3% | 1085.43 | 40M SENSOR CABLE FOR 3650 | Orbisphere
32512.45 | 1208 | 3% | 1171.76 | 45 meters sensor cable for 3650 with standard sensors. Supplied with 2 connectors. | Orbisphere
32512.50 | 1291 | 3% | 1252.27 | 50M SENSOR CABLE FOR 3650 | Orbisphere
32512.60 | 1464 | 3% | 1420.08 | 60 meters sensor cable for 3650 with standard sensors. Supplied with 2 connectors. | Orbisphere
32512.70 | 1636 | 3% | 1586.92 | 70 meters sensor cable for 3650 with standard sensors. Supplied with 2 connectors. | Orbisphere
32512.80 | 1811 | 3% | 1756.67 | 80 meters sensor cable for 3650 with standard sensors. Supplied with 2 connectors. | Orbisphere
32512.90 | 1981 | 3% | 1921.57 | 90 meters sensor cable for 3650 with standard sensors. Supplied with 2 connectors. | Orbisphere
32513E.03 | 606 | 3% | 587.82 | SENSOR CABLE FOR 3650EX, 3 METERS | Orbisphere
32513E.05 | 596 | 3% | 578.12 | SENSOR CABLE FOR 3560EX, 5 METERS | Orbisphere
32513E.10 | 671 | 3% | 650.87 | 10 meters sensor cable for 3650EX with standard sensors. Supplied with 2 connectors. | Orbisphere
32513E.100 | 2222 | 3% | 2155.34 | 100 meters sensor cable for 3650EX with standard sensors. Supplied with 2 connectors. | Orbisphere
32513E.15 | 769 | 3% | 745.93 | SENSOR CABLE FOR 3650EX, 15 METERS | Orbisphere
32514E.03 | 369 | 3% | 357.93 | Cable, external pressure sensor | Orbisphere
32514E.10 | 433 | 3% | 420.01 | 10 meters cable for external pressure sensor, 32570E.X. Supplied with one LEMO 4 connector. Max lenght 100m) | Orbisphere
32514E.100 | 1983 | 3% | 1923.51 | 100M CABLE FOR ATEX PRESSURE SENSOR | Orbisphere
32514E.20 | 605 | 3% | 586.85 | 20M CABLE FOR ATEX PRESSURE SENSOR | Orbisphere
32514E.30 | 777 | 3% | 753.69 | 30 meters cable for external pressure sensor, 32570E.X. Supplied with one LEMO 4 connector. Max lenght 100m) | Orbisphere
32514E.40 | 1129 | 3% | 1095.13 | CABLE,EXTERNAL PRESSURE SENSOR (LENGTH 40MM) | Orbisphere
32514E.50 | 1337 | 3% | 1296.89 | CABLE, EXTERNAL PRESSURE SENSOR (LENGTH 50MM) | Orbisphere
32514E.60 | 1292 | 3% | 1253.24 | 60 meters cable for external pressure sensor, 32570E.X. Supplied with one LEMO 4 connector. Max lenght 100m) | Orbisphere
32514E.70 | 1464 | 3% | 1420.08 | 70 meters cable for external pressure sensor, 32570E.X. Supplied with one LEMO 4 connector. Max lenght 100m) | Orbisphere
32514E.80 | 1637 | 3% | 1587.89 | 80M CABLE FOR ATEX PRESSURE SENSOR | Orbisphere
32515E.01 | 551 | 3% | 534.47 | SENSOR CABLE FOR 3660EX/3661EX, 2 CONNECTORS, S SLEEVES WITH, LABEL 32515E. 1 M | Orbisphere
32515E.03 | 653 | 3% | 633.41 | Cable, Sensor, 2 connectors | Orbisphere
32515E.05 | 587 | 3% | 569.39 | 5 meters sensor cable for 366xEX, 5 wires. Supplied with 2 connectors, 2 sleeves with 32515E label. | Orbisphere
32515E.10 | 984 | 3% | 954.48 | SENSOR CABLE FOR 366XEX, 10 METERS | Orbisphere
32515E.100 | 2222 | 3% | 2155.34 | 100 meters sensor cable for 366xEX, 5 wires. Supplied with 2 connectors, 2 sleeves with 32515E label. | Orbisphere
32515E.150 | 3085 | 3% | 2992.45 | 150 meters sensor cable for 366xEX, 5 wires. Supplied with 2 connectors, 2 sleeves with 32515E label. | Orbisphere
32515E.20 | 1129 | 3% | 1095.13 | Sensor cable 366xEx | Orbisphere
32515E.200 | 4133 | 3% | 4009.01 | dg SENSOR CABLE FOR 3660EX. 5 WIRE (LENGTH 200M) | Orbisphere
32515E.250 | 4807 | 3% | 4662.79 | SENSOR CABLE FOR 3660EX/3661EX 2 CONNECTORS, 2 SLEEVES WITH LABEL 32515E. 250M | Orbisphere
32515E.30 | 1017 | 3% | 986.49 | 30 meters sensor cable for 366xEX, 5 wires. Supplied with 2 connectors, 2 sleeves with 32515E label. | Orbisphere
32515E.40 | 1404 | 3% | 1361.88 | SENSOR CABLE FOR 3660EX. 5 WIRE (LENGTH 40MM) | Orbisphere
32515E.50 | 1611 | 3% | 1562.67 | dg CABLE, EXTERNAL PRESSURE SENSOR (LENGTH 50MM) | Orbisphere
32515E.500 | 9128 | 3% | 8854.16 | 500 meters sensor cable for 366xEX, 5 wires. Supplied with 2 connectors, 2 sleeves with 32515E label | Orbisphere
32515E.70 | 1704 | 3% | 1652.88 | 70 meters sensor cable for 366xEX, 5 wires. Supplied with 2 connectors, 2 sleeves with 32515E label. | Orbisphere
32515E.750 | 12763 | 3% | 12380.11 | 750 meters sensor cable for 366xEX, 5 wires. Supplied with 2 connectors, 2 sleeves with 32515E label | Orbisphere
32515E.80 | 1876 | 3% | 1819.72 | 80 meters sensor cable for 366xEX, 5 wires. Supplied with 2 connectors, 2 sleeves with 32515E label. | Orbisphere
32515E.90 | 2049 | 3% | 1987.53 | 90 meters sensor cable for 366xEX, 5 wires. Supplied with 2 connectors, 2 sleeves with 32515E label. | Orbisphere
32516.03 | 55.55 | 3% | 53.88 | Double screen cable, 8 wire, for analog output through EMC compatible cable glands.Max Lenght 3 meters | Orbisphere
32517.00 | 310 | 3% | 300.7 | Cable, LEMO 10, Pigtail sensor cable, 410/510, 40 cm | Orbisphere
32517.03 | 276 | 3% | 267.72 | Cable, pigtail, 3m | Orbisphere
32517.05 | 251 | 3% | 243.47 | 5 meters Longer LEMO 10 adapter to connect 32505 type sensor cable to 410 or 510 wall and panel instruments.(Max length 20m) | Orbisphere
32517.10 | 336 | 3% | 325.92 | 10 meters Longer LEMO 10 adapter to connect 32505 type sensor cable to 410 or 510 wall and panel instruments.(Max length 20m) | Orbisphere
32517.15 | 423 | 3% | 410.31 | 15 meters Longer LEMO 10 adapter to connect 32505 type sensor cable to 410 or 510 wall and panel instruments.(Max length 20m) | Orbisphere
32517.20 | 509 | 3% | 493.73 | 20M CABLE LEMO 10 W ADAPTER 32505 | Orbisphere
32520 | 99.55 | 3% | 96.56 | BLANKIN CAP FOR SENSOR | Orbisphere
32524.03 | 457 | 3% | 443.29 | Cable for 32902, 3m, LEMO | Orbisphere
32530.03 | 107 | 3% | 103.79 | CABLE ETHERNET PORTABLE LENGTH 3M | Orbisphere
32531.03 | 44.15 | 3% | 42.83 | CABLE ASSY, ETHERNET, 3M | Orbisphere
32531.10 | 82.79 | 3% | 80.31 | CABLE ASSY, ETHERNET, 10M | Orbisphere
32531.20 | 137 | 3% | 132.89 | CABLE, ASSY, ETHERNET, 20M | Orbisphere
32533.03 | 28.69 | 3% | 27.83 | CABLE ASSY, USB CLIENT, 3M | Orbisphere
32534.03 | 419 | 3% | 406.43 | PROFIBUS-DP CABLE 3M | Orbisphere
32535 | 319 | 3% | 309.43 | Debug cable for 410 and 510 Orbisphere instruments, 3m | Orbisphere
32537.03 | 315 | 3% | 305.55 | Cable, RS232 | Orbisphere
32537.05 | 313 | 3% | 303.61 | 5 meters RS232 cable for use with 365x and 36XX portable electrochemical instruments (except Exproof). Supplied with LEMO 6 connector instrument end and 9D connector computer end.(Max lenght 10m) | Orbisphere
32537.10 | 399 | 3% | 387.03 | 10 meters RS232 cable for use with 365x and 36XX portable electrochemical instruments (except Exproof). Supplied with LEMO 6 connector instrument end and 9D connector computer end.(Max lenght 10m) | Orbisphere
32538.02 | 155 | 3% | 150.35 | Cable, RS232, 2 meters, 2 x 9D | Orbisphere
32539.03 | 164 | 3% | 159.08 | RS-232 cable, 3 meters | Orbisphere
32539.05 | 184 | 3% | 178.48 | 5 meters RS-232 cable for use with panel and wall mount instruments, open end to 9D connector.(Max lenght 10m) | Orbisphere
32539.10 | 271 | 3% | 262.87 | 10 meters RS-232 cable for use with panel and wall mount instruments, open end to 9D connector.(Max lenght 10m) | Orbisphere
32541.03 | 326 | 3% | 316.22 | Cable, RS232, 3m, 3660 | Orbisphere
32541.05 | 321 | 3% | 311.37 | 5 meters RS232 communications cable for use with 3660. For manipulation of settings and temporary monitoring.(Max lenght 10m) | Orbisphere
32541.10 | 405 | 3% | 392.85 | 10 meters RS232 communications cable for use with 3660. For manipulation of settings and temporary monitoring.(Max lenght 10m) | Orbisphere
32541.20 | 566 | 3% | 549.02 | CABLE RS-232 FOR 3660 | Orbisphere
32542.10 | 583 | 3% | 565.51 | RS422 communications cable | Orbisphere
32542.100 | 2084 | 3% | 2021.48 | 100M CABLE RS-422 FOR 3660 | Orbisphere
32542.15 | 620 | 3% | 601.4 | 15 meters RS422 communications cable for use with 3660. For continuous monitoring and manipulation on PC. Needs 32906,communications port board. | Orbisphere
32542.150 | 2944 | 3% | 2855.68 | 150 meters RS422 communications cable for use with 3660. For continuous monitoring and manipulation on PC. Needs 32906,communications port board. | Orbisphere
32542.20 | 706 | 3% | 684.82 | 20 meters RS422 communications cable for use with 3660. For continuous monitoring and manipulation on PC. Needs 32906,communications port board. | Orbisphere
32542.25 | 791 | 3% | 767.27 | 25 meters RS422 communications cable for use with 3660. For continuous monitoring and manipulation on PC. Needs 32906,communications port board. | Orbisphere
32542.30 | 878 | 3% | 851.66 | 30 meters RS422 communications cable for use with 3660. For continuous monitoring and manipulation on PC. Needs 32906,communications port board. | Orbisphere
32542.35 | 1016 | 3% | 985.52 | 35 meters RS422 communications cable for use with 3660. For continuous monitoring and manipulation on PC. Needs 32906,communications port board. | Orbisphere
32542.40 | 1064 | 3% | 1032.08 | SERIAL CABLE FOR 3660, 40M | Orbisphere
32542.45 | 1136 | 3% | 1101.92 | 45 meters RS422 communications cable for use with 3660. For continuous monitoring and manipulation on PC. Needs 32906,communications port board. | Orbisphere
32542.50 | 1222 | 3% | 1185.34 | 50 meters RS422 communications cable for use with 3660. For continuous monitoring and manipulation on PC. Needs 32906,communications port board. | Orbisphere
32542.60 | 1415 | 3% | 1372.55 | SERIAL CABLE FOR 3660, 60M | Orbisphere
32542.70 | 1567 | 3% | 1519.99 | 70 meters RS422 communications cable for use with 3660. For continuous monitoring and manipulation on PC. Needs 32906,communications port board. | Orbisphere
32542.80 | 1738 | 3% | 1685.86 | 80 meters RS422 communications cable for use with 3660. For continuous monitoring and manipulation on PC. Needs 32906,communications port board. | Orbisphere
32542.90 | 1910 | 3% | 1852.7 | 90 meters RS422 communications cable for use with 3660. For continuous monitoring and manipulation on PC. Needs 32906,communications port board. | Orbisphere
32543.01 | 1331 | 3% | 1291.07 | Communication cable kit for remote mounting of display unit of the 3624+. Contains cables 32544.01, 32545.01, & 29682.01, each 1 meter. Requires 32955.MM. | Orbisphere
32543.03 | 1511 | 3% | 1465.67 | Probrix relo comm cable | Orbisphere
32543.05 | 1390 | 3% | 1348.3 | 5 meters Communication cable kit for remote mounting of display unit of the 3624+. Contains cables 32544.03, 32545.03, & 29682.03. Requires 32955.MM.(Max lenght 30m) | Orbisphere
32543.10 | 1537 | 3% | 1490.89 | 10 meters Communication cable kit for remote mounting of display unit of the 3624+. Contains cables 32544.03, 32545.03, & 29682.03. Requires 32955.MM.(Max lenght 30m) | Orbisphere
32543.15 | 1686 | 3% | 1635.42 | 15 meters Communication cable kit for remote mounting of display unit of the 3624+. Contains cables 32544.03, 32545.03, & 29682.03. Requires 32955.MM.(Max lenght 30m) | Orbisphere
32543.20 | 1832 | 3% | 1777.04 | 20M CABLE KIT PROBRIX REMOTE | Orbisphere
32543.25 | 1980 | 3% | 1920.6 | 25 meters Communication cable kit for remote mounting of display unit of the 3624+. Contains cables 32544.03, 32545.03, & 29682.03. Requires 32955.MM.(Max lenght 30m) | Orbisphere
32543.30 | 2127 | 3% | 2063.19 | 30M CABLE KIT PROBRIX REMOTE | Orbisphere
32544.01 | 463 | 3% | 449.11 | 1 meter of 10 wire communications cable for remote mounting of display unit of the 3624+. Supplied with 2 attached LEMO 10 connectors. (Included in the kit 32543.01.) Replaces 29661.01 + 2966. | Orbisphere
32544.03 | 562 | 3% | 545.14 | Cable, Recorder w/LEMO , 3m | Orbisphere
32544.05 | 497 | 3% | 482.09 | 5 meters of 10 wire communications cable for remote mounting of display unit of the 3624+. Supplied with 2 attached LEMO 10 connectors. (Included in the kit 32543.03.) Replaces 29661.03 + 2966. (Max lenght 30m) | Orbisphere
32544.10 | 582 | 3% | 564.54 | 10 meters of 10 wire communications cable for remote mounting of display unit of the 3624+. Supplied with 2 attached LEMO 10 connectors. (Included in the kit 32543.03.) Replaces 29661.03 + 2966. (Max lenght 30m) | Orbisphere
32544.15 | 706 | 3% | 684.82 | 15M REMOTE DISPLAY CABLE FOR 3624+ | Orbisphere
32544.20 | 754 | 3% | 731.38 | 20 meters of 10 wire communications cable for remote mounting of display unit of the 3624+. Supplied with 2 attached LEMO 10 connectors. (Included in the kit 32543.03.) Replaces 29661.03 + 2966. (Max lenght 30m) | Orbisphere
32544.25 | 844 | 3% | 818.68 | 25 meters of 10 wire communications cable for remote mounting of display unit of the 3624+. Supplied with 2 attached LEMO 10 connectors. (Included in the kit 32543.03.) Replaces 29661.03 + 2966. (Max lenght 30m) | Orbisphere
32544.30 | 1261 | 3% | 1223.17 | Cable, Recorder w/LEMO , 30m | Orbisphere
32545.01 | 446 | 3% | 432.62 | 1 meter of 6 wire communications cable for remote mounting of display unit of the 3624+. Supplied with 2 attached LEMO 6 connectors. (Included in the kit 32543.01.) Replaces 29662.01 + 29669. | Orbisphere
32545.03 | 544 | 3% | 527.68 | 6 wire comm cable, 3m | Orbisphere
32545.05 | 481 | 3% | 466.57 | 5 meters of 6 wire communications cable for remote mounting of display unit of the 3624+. Supplied with 2 attached LEMO 6 connectors. (Included in the kit 32543.03.) Replaces 29662.03 + 29669. (Max lenght 30m) | Orbisphere
32545.10 | 569 | 3% | 551.93 | 10 meters of 6 wire communications cable for remote mounting of display unit of the 3624+. Supplied with 2 attached LEMO 6 connectors. (Included in the kit 32543.03.) Replaces 29662.03 + 29669. (Max lenght 30m) | Orbisphere
32545.15 | 638 | 3% | 618.86 | 15 meters of 6 wire communications cable for remote mounting of display unit of the 3624+. Supplied with 2 attached LEMO 6 connectors. (Included in the kit 32543.03.) Replaces 29662.03 + 29669. (Max lenght 30m) | Orbisphere
32545.20 | 697 | 3% | 676.09 | 20M REMOTE DISPLAY PROBRIX | Orbisphere
32545.25 | 826 | 3% | 801.22 | 25 meters of 6 wire communications cable for remote mounting of display unit of the 3624+. Supplied with 2 attached LEMO 6 connectors. (Included in the kit 32543.03.) Replaces 29662.03 + 29669. (Max lenght 30m) | Orbisphere
32545.30 | 914 | 3% | 886.58 | 30M REMOTE DISPLAY PROBRIX | Orbisphere
32546.03 | 359 | 3% | 348.23 | Recorder Cable, 3 meters | Orbisphere
32546.05 | 350 | 3% | 339.5 | 5 meters 8 wire extension cable with 1 male LEMO connector attached. (Max lenght 10m) | Orbisphere
32546.10 | 436 | 3% | 422.92 | 10 meters 8 wire extension cable with 1 male LEMO connector attached. (Max lenght 10m) | Orbisphere
32547.01 | 337 | 3% | 326.89 | 1 meter of 4 wire cable supplied with 2 attached LEMO 4 connectors. | Orbisphere
32547.03 | 402 | 3% | 389.94 | Cable ext., 3 m w/4 PIN lemo | Orbisphere
32547.05 | 498 | 3% | 483.06 | 5 meters of 4 wire cable supplied with 2 attached LEMO 4 connectors. (Max lenght 10m) | Orbisphere
32547.10 | 460 | 3% | 446.2 | 10 meters of 4 wire cable supplied with 2 attached LEMO 4 connectors. (Max lenght 10m) | Orbisphere
32547.30 | 515 | 3% | 499.55 | 30m cable 4 wire w/ 2 LEMO 4 conn. | Orbisphere
32548.03 | 227 | 3% | 220.19 | LEMO 4, PRESSURE SENSOR PIGTAIL | Orbisphere
32548.10 | 291 | 3% | 282.27 | 10 meters LEMO 4 adapter to connect external pressure sensor (28117) to 510 wall or panel instruments, length 40 cm (Max lenght 20m) | Orbisphere
32548.15 | 386 | 3% | 374.42 | 15 meters LEMO 4 adapter to connect external pressure sensor (28117) to 510 wall or panel instruments, length 40 cm (Max lenght 20m) | Orbisphere
32548.20 | 458 | 3% | 444.26 | 20 meters LEMO 4 adapter to connect external pressure sensor (28117) to 510 wall or panel instruments, length 40 cm (Max lenght 20m) | Orbisphere
32548.30 | 625 | 3% | 606.25 | 30M LEMO 4 ADAPTER FOR 510 | Orbisphere
32556 | 1118 | 3% | 1084.46 | Sensor, temp, in-line | Orbisphere
32557 | 633 | 3% | 614.01 | Sensor, External temperature, | Orbisphere
32558 | 768 | 3% | 744.96 | Sensor, temp, adapter for TC | Orbisphere
32559.0 | 757 | 3% | 734.29 | Sensor, temp, 6mm tee, | Orbisphere
32559.1 | 639 | 3% | 619.83 | Sensor, temp, 1/4"" Tee, | Orbisphere
32560 | 795 | 3% | 771.15 | Sensor, temp, | Orbisphere
32562 | 770 | 3% | 746.9 | Sensor, temp, Package Analyzer | Orbisphere
32563 | 1129 | 3% | 1095.13 | Sensor, temp, | Orbisphere
32570E.B110 | 2656 | 3% | 2576.32 | EXT. PRESS. SENS., VITON, 6MM FITT. | Orbisphere
32570E.B111 | 2656 | 3% | 2576.32 | EXTERNAL PRESSURE SENSOR FOR 366xEX (300 PSIA) | Orbisphere
32570E.B210 | 2816 | 3% | 2731.52 | EXT. PRESS. SENS. KALREZ, 6MM FITT. | Orbisphere
32570E.B211 | 2816 | 3% | 2731.52 | EXT. PRESS. SENS. KALREZ, 1/4" FITT. | Orbisphere
32570E.F110 | 2468 | 3% | 2393.96 | External pressure sensor in stainless steel for use with 366xEx (50 psia). Supplied with Viton O-rings and 6mm fittings. | Orbisphere
32570E.F210 | 2624 | 3% | 2545.28 | External pressure sensor in stainless steel for use with 366xEx (50 psia). Supplied with Kalrez O-rings and 6mm fittings. | Orbisphere
32600 | 26.85 | 3% | 26.04 | CLAMP HOLDER | Hach
32658 | 509 | 3% | 493.73 | PC software for TC Analyzers | Orbisphere
32685 | 544 | 3% | 527.68 | Software, WIN 3660 | Orbisphere
32687 | 544 | 3% | 527.68 | SOFTWARE & CABLE FOR 3650/3655 | Orbisphere
32688 | 549 | 3% | 532.53 | Software, 3654 Data and Cable | Orbisphere
32689 | 544 | 3% | 527.68 | Software for 3650EX/3650/3655- | Orbisphere
32694.E | 2971 | 3% | 2881.87 | Software, Windows, 3625 | Orbisphere
32695.E | 2471 | 3% | 2396.87 | Probrix Plus PC Windows software latest version. Program in English. | Orbisphere
32696 | 544 | 3% | 527.68 | dg Windows PC software ATEX3660 | Orbisphere
32701 | 491 | 5% | 466.45 | Recharge kit with 2935A | Orbisphere
32702 | 491 | 5% | 466.45 | Recharge kit with 2952A | Orbisphere
32702A | 567 | 5% | 538.65 | Recharge kit: 2952A & 29046 | Orbisphere
32703 | 491 | 5% | 466.45 | Recharge kit with 2956A | Orbisphere
32703A | 567 | 5% | 538.65 | Recharge kit: 2956A | Orbisphere
32704 | 491 | 5% | 466.45 | Recharge kit: 2958A | Orbisphere
32704A | 567 | 5% | 538.65 | Recharge kit: 2958A & 29046 | Orbisphere
32705 | 491 | 5% | 466.45 | Recharge kit with 29521A | Orbisphere
32706A | 567 | 5% | 538.65 | Recharge kit w/29552A membrane | Orbisphere
32707 | 491 | 5% | 466.45 | Recharge kit with 2995A | Orbisphere
3271 | 196 | 3% | 190.12 | CHARGER,115 VAC,(FOR PVM) | American Sigma
32711 | 567 | 5% | 538.65 | Recharge kit, 2935A, O2 | Orbisphere
32712 | 567 | 5% | 538.65 | Recharge kit w/2952A&29026A | Orbisphere
32713 | 567 | 5% | 538.65 | Recharge kit, 2956A & 29026A | Orbisphere
32713A | 631 | 5% | 599.45 | Recharge kit with 2956A | Orbisphere
32714 | 567 | 5% | 538.65 | Recharge kit, 2958A & 29026A | Orbisphere
32717 | 567 | 5% | 538.65 | Recharge kit, 2995A, O2 | Orbisphere
32720 | 644 | 5% | 611.8 | Recharge kit with 2952A for H2 | Orbisphere
32721 | 644 | 5% | 611.8 | Recharge kit, 29015A, H2 | Orbisphere
32722 | 644 | 5% | 611.8 | Recharge kit: 2956A for H2 | Orbisphere
32723 | 644 | 5% | 611.8 | Recharge kit, 2995A, H2 | Orbisphere
32724 | 550 | 3% | 533.5 | Maintenance Kit for H2 EC Sensors | Orbisphere
32725 | 644 | 5% | 611.8 | Recharge kit, 2956A, H2 | Orbisphere
32726 | 644 | 5% | 611.8 | Recharge kit, 2995A & 29026A | Orbisphere
32727 | 644 | 5% | 611.8 | Recharge kit, 2952A, H2 | Orbisphere
32731 | 655 | 3% | 635.35 | Maintenance kit w/2956A&29027A Suitable for 313xx sensors and NOT C1100 sensors | Orbisphere
32732 | 531 | 5% | 504.45 | Recharge kit w/29952A membrane | Orbisphere
32739 | 644 | 5% | 611.8 | Recharge kit: 29561A | Orbisphere
32741 | 644 | 5% | 611.8 | Recharge kit: 2952A | Orbisphere
32743 | 727 | 5% | 690.65 | Recharge Kit, 29561A | Orbisphere
32746 | 494 | 5% | 469.3 | Recharge kit, 29561A, for 3654 | Orbisphere
32747 | 494 | 5% | 469.3 | Recharge Kit, 2952A, For 3654 | Orbisphere
32749 | 494 | 5% | 469.3 | Recharge kit w/29561A & 29228 | Orbisphere
32751 | 193 | 3% | 187.21 | Battery recharger (Europe only) | Orbisphere
32760 | 494 | 5% | 469.3 | Recharge Kit w/29561A & 29111 | Orbisphere
32800 | 60.35 | 3% | 58.54 | CLAMP, BURET DOUBLE | Hach
32807 | 2067 | 3% | 2004.99 | Front panel for model 3600. | Orbisphere
32809.03 | 70.79 | 3% | 68.67 | 6x4MM, PLASTIC TUBING 3M | Orbisphere
32809.05 | 120 | 3% | 116.4 | PLASTIC TUBING 6X4 5m | Orbisphere
32809.50 | 1143 | 3% | 1108.71 | PLASTIC TUBING 6X4 50m | Orbisphere
32810.01 | 43 | 3% | 41.71 | Tubing, tygon, outlet, 1M | Orbisphere
32810.02 | 55.55 | 3% | 53.88 | Tubing, Tygon, 2 meters, outlet for Micrologger flow chamber, 32007. | Orbisphere
32810.03 | 118 | 3% | 114.46 | Tubing, tygon, outlet, 3M | Orbisphere
32810.10 | 310 | 3% | 300.7 | TUBING, TYGON, OUTLET, 10M | Orbisphere
32816 | 6058 | 3% | 5876.26 | Reciprocating shaker, including package holder. Universal voltage. | Orbisphere
32818.01 | 45.45 | 3% | 44.09 | TUBING TYGON OUTLET 1M | Orbisphere
32818.02 | 51.25 | 3% | 49.71 | EXIT TUBE FOR FLOW CHAMBERS, 2 METERS | Orbisphere
32818.03 | 75.65 | 3% | 73.38 | 3 meter exit tube in Tygothane TM, for flow chambers 32007A, 32007B, 32007F, and 32013A. | Orbisphere
32818.05 | 125 | 3% | 121.25 | 5 meter exit tube in Tygothane TM, for flow chambers 32007A, 32007B, 32007F, and 32013A. | Orbisphere
32818.06 | 139 | 3% | 134.83 | 6 meter exit tube in Tygothane TM, for flow chambers 32007A, 32007B, 32007F, and 32013A. | Orbisphere
32818.10 | 243 | 3% | 235.71 | 10 meter exit tube in Tygothane TM, for flow chambers 32007A, 32007B, 32007F, and 32013A. | Orbisphere
32818.20 | 484 | 3% | 469.48 | 20 meter exit tube in Tygothane TM, for flow chambers 32007A, 32007B, 32007F, and 32013A. | Orbisphere
32824A | 1253 | 3% | 1215.41 | Fill Adapter Hose assembly for Purge Kit | Orbisphere
32873.03 | 627 | 3% | 608.19 | Sensor, liquid detector & 3m cable | Orbisphere
32898 | 38.59 | 3% | 37.43 | Screw, EPS cover block, 10 per | Orbisphere
32900 | 85.69 | 3% | 83.12 | SUPPORT, BASE & ROD | Hach
32903A.X | 4851 | 3% | 4705.47 | Personal computer and setup for Package Analyzer. X=E,F,G. | Orbisphere
32903B.X | 4817 | 3% | 4672.49 | Personal computer and setup for ProBrix. X=E,F,G. | Orbisphere
32918 | 251 | 3% | 243.47 | Filter, water separation, gore | Orbisphere
32921.A | 256 | 3% | 248.32 | Manifold valve cleaning adapter. For 3625. Grey version | Orbisphere
32928 | 860 | 3% | 834.2 | Extension kit for Package | Orbisphere
32934 | 215 | 3% | 208.55 | Cable, longer extension per mm | Orbisphere
32939 | 716 | 3% | 694.52 | External power supply | Orbisphere
32955.01 | 137 | 3% | 132.89 | Power cable for remote display of ProBrix+, with Binder connectors to power the head from the sampling unit. 1 meter length. | Orbisphere
32955.03 | 137 | 3% | 132.89 | 3 meters Longer power cable for remote display of ProBrix+, with Binder connectors to power the head from the sampling unit. (Max lenght 30m) | Orbisphere
32955.05 | 160 | 3% | 155.2 | 5 meters Longer power cable for remote display of ProBrix+, with Binder connectors to power the head from the sampling unit. (Max lenght 30m) | Orbisphere
32955.10 | 223 | 3% | 216.31 | 10 meters Longer power cable for remote display of ProBrix+, with Binder connectors to power the head from the sampling unit. (Max lenght 30m) | Orbisphere
32955.15 | 284 | 3% | 275.48 | 15 meters Longer power cable for remote display of ProBrix+, with Binder connectors to power the head from the sampling unit. (Max lenght 30m) | Orbisphere
32955.20 | 346 | 3% | 335.62 | 20M CABLE POWER SUPPLY PROBRIX | Orbisphere
32955.25 | 405 | 3% | 392.85 | 25 meters Longer power cable for remote display of ProBrix+, with Binder connectors to power the head from the sampling unit. (Max lenght 30m) | Orbisphere
32955.30 | 469 | 3% | 454.93 | 30M CABLE POWER SUPPLY PROBRIX | Orbisphere
32956.C | 621 | 3% | 602.37 | vv 24/48 V Power Supply for 3662EX | Orbisphere
32959A | 487 | 3% | 472.39 | CONVERTER RS232/RS485 | Orbisphere
32960 | 139 | 3% | 134.83 | Battery, 3.6 V lithium | Orbisphere
32963 | 44.15 | 3% | 42.83 | WALL MOUNTING KIT | Orbisphere
32964 | 102 | 3% | 98.94 | PANEL MOUNTING KIT | Orbisphere
32966 | 22.25 | 3% | 21.58 | POWER SUPPLY CONNECT (85-260V) | Orbisphere
32967 | 257 | 3% | 249.29 | Extrnl pwr sply, 510 prtbl inst. | Orbisphere
32968 | 59.89 | 3% | 58.09 | Connector, IP 67, Ethernet to portable | Orbisphere
32970 | 66.25 | 3% | 64.26 | CAP USB CONNECTOR | Orbisphere
32971 | 4.75 | 3% | 4.61 | Cap, ON/OFF switch, | Orbisphere
32972 | 90.55 | 3% | 87.83 | PIPE MOUNTING KIT | Orbisphere
32973 | 822 | 3% | 797.34 | PROFIBUS-DP UPGRADE KIT | Orbisphere
32974 | 707 | 3% | 685.79 | Upgrade, External pressure capability kit | Orbisphere
32976 | 47.95 | 3% | 46.51 | WALL MOUNT FOR 410/510 | Orbisphere
32979 | 684 | 3% | 663.48 | EXT PRESSURE UPGRADE KIT | Orbisphere
33001 | 15.35 | 3% | 14.89 | Cable, Power supply, portable , 3m, Europe | Orbisphere
33002 | 15.35 | 3% | 14.89 | CABLE POWER SUPPLY PORTABLE | Orbisphere
33003 | 15.35 | 3% | 14.89 | Cable, Power supply, portable , 3m, Switzerland | Orbisphere
33004 | 15.35 | 3% | 14.89 | Cable, Power supply, portable , 3m, UK | Orbisphere
33008 | 922 | 3% | 894.34 | Measurement certificate, specific for ProBrix+ indicating that the sensors making up the system (O2, CO2, Brix/Diet) perform within specific measurement norms for each sensor. | Orbisphere
33021 | 129 | 3% | 125.13 | 2 YEAR SPARE PART KIT FOR G1100 | Orbisphere
33029 | 189 | 3% | 183.33 | G1200 sensor spot (Nuclear Version) and O-rings kit | Orbisphere
33032 | 42.55 | 3% | 41.27 | POWER CORD, 410/510 WALL/PANEL, 2M US | Orbisphere
33033 | 40.29 | 3% | 39.08 | Power supply cable for 85 to 264 VAC wall and panel 410/ 510 instruments (2 m), Switzerland | Orbisphere
33034 | 40.29 | 3% | 39.08 | Power supply cable for 85 to 264 VAC wall and panel 410/ 510 instruments (2.5 m), UK | Orbisphere
33044 | 61.85 | 3% | 59.99 | Connector Kit for Serial Communications cable, 8 wire twisted by pairs, 3624 Probrix+ (Need to be ordered when 60489) | Orbisphere
33051-CP | 314 | 3% | 304.58 | CAP, 28MM WITH GRILLE FOR A1100 | Orbisphere
33051-H0 | 473 | 3% | 458.81 | HASTELLOY 28MM CAP WITHOUT GRILLE | Orbisphere
33051-S0 | 172 | 3% | 166.84 | STAINLESS STEEL 28 MM CAP FOR ORBISPHERE A1100 FAMILY EC SENSORS W/O GRILL | Orbisphere
33051-SG | 177 | 3% | 171.69 | STAINLESS STEEL 28 MM CAP FOR ORBISPHERE A1100 FAMILY EC SENSORS | Orbisphere
33051-SP | 175 | 3% | 169.75 | CAP, 26mm, SS WITH GRILLE FOR A1100 | Orbisphere
33051-ST | 200 | 3% | 194 | ee CAP FOR 6110 OXYGEN SENSOR | Orbisphere
33051-TG | 282 | 3% | 273.54 | TITANIUM 28MM CAP WITH GRILLE | Orbisphere
33051-TT | 282 | 3% | 273.54 | Titanium 28 mm cap with helicoidal grill for ORBISPHERE x1100 family EC sensors | Orbisphere
33052GP | 16.99 | 3% | 16.48 | KIT OF 5 DACRON MESH FOR PROTECTION CAP WITH GRILL MODEL 33051-XG OR 33051-XP | Orbisphere
33059 | 85.19 | 3% | 82.63 | A1100 PROTECTION CAP COLLAR | Orbisphere
33078.010 | 405 | 3% | 392.85 | Adapter in stainless steel(316) for 28117 pressure sensor, with 6mm Y-split fittings | Orbisphere
33078.011 | 405 | 3% | 392.85 | Adapter in stainless steel(316) for 28117 pressure sensor, with 1/4" Y-split fittings | Orbisphere
33079-4 | 277 | 3% | 268.69 | FILTER (100UM), 1/4" OD | Orbisphere
33079-6 | 272 | 3% | 263.84 | FILTER (100UM), 6MM OD | Orbisphere
33080 | 202 | 3% | 195.94 | FILTRATION CARTRIDGE (6 PER BAG) | Orbisphere
33081 | 127 | 3% | 123.19 | AC/DC converter 110/240 VAC to 24V, 0.5A,for 29981 | Orbisphere
33084 | 22.69 | 3% | 22.01 | Outlet tube for flowmeter | Orbisphere
33085 | 85.19 | 3% | 82.63 | 10 X SILVER TRAPS FOR A1100 SENSOR | Orbisphere
33087 | 22.95 | 3% | 22.26 | O-ring kit for 28mm M/K-type sensors | Orbisphere
33087-K | 253 | 3% | 245.41 | Kalrez O-ring kit for 28mm M/K-type sensors | Orbisphere
33088 | 755 | 3% | 732.35 | Calibration device for M1100/K1100 type sensors | Orbisphere
33089 | 22.95 | 3% | 22.26 | O-RING KIT FOR 12MM M1100-S10 | Orbisphere
33090 | 22.95 | 3% | 22.26 | O-RING KIT FOR 33088 CALIBRATOR | Orbisphere
33094 | 72.85 | 3% | 70.66 | PROTECTION CAP FOR 12MM SENSORS | Orbisphere
33095 | 793 | 3% | 769.21 | 28MM STATIONARY HOUSING | Orbisphere
33096 | 793 | 3% | 769.21 | PG 13.5 STATIONARY HOUSING | Orbisphere
33097 | 23.99 | 3% | 23.27 | O-RING KIT FOR PG 13.5 HOUSING | Orbisphere
33098 | 23.99 | 3% | 23.27 | O-RING KIT FOR 28MM HOUSING | Orbisphere
33108 | 346 | 3% | 335.62 | LOWER FRAME, 2 LEGS FOR 510 TABLE | Orbisphere
33117 | 11.35 | 3% | 11.01 | SEAL TO PACKAGE FOR 6110 | Orbisphere
33144 | 1370 | 3% | 1328.9 | PROTECTION SHIELD FOR 6110 | Orbisphere
33156 | 145 | 5% | 137.75 | ANTIFOAM RECHARGE BOTTLE FOR 6110 | Orbisphere
33157 | 272 | 5% | 258.4 | ANTIFOAM CARTRIDGE (EMPTY) FOR 6110 | Orbisphere
33162 | 51.35 | 3% | 49.81 | SYRINGE FOR ANTIFOAM CARTRIDGE | Orbisphere
33181 | 130 | 3% | 126.1 | EN 10204 2.2 CERTIFICATE C1100 | Orbisphere
33187 | 1950 | 3% | 1891.5 | IQ/OQ DOCUMENT FOR C1100 OZONE SYSTEMS W/410 TRANSMITTER | Orbisphere
33188 | 2203 | 3% | 2136.91 | IQ/OQ DOCUMENT FOR C1100 OZONE SYSTEMS W/510 MONO CHANNEL TRANSMITTER | Orbisphere
33189 | 2384 | 3% | 2312.48 | IQ/OQ DOCUMENT FOR C1100 OZONE SYSTEMS W/510 MULTI CHANNEL TRANSMITTER | Orbisphere
33190 | 130 | 3% | 126.1 | EN 10204 2.2 CERTIFICATE B1100 | Orbisphere
33191 | 166 | 3% | 161.02 | EN 10204 3.1b CERTIFICATE B1100 | Orbisphere
33195 | 130 | 3% | 126.1 | A1100 MATERIAL CERTIFICATE EN 10204 2.2" | Orbisphere
33206 | 127 | 3% | 123.19 | 32001.XXX MATERIAL CERTIFICATE EN 10204 2.2 | Orbisphere
33210 | 158 | 3% | 153.26 | 32003 Material certificate EN 10204 2.2 | Orbisphere
33212 | 160 | 3% | 155.2 | 29501.XX MATERIAL CERTIFICATE 2.2 | Orbisphere
33414 | 388 | 5% | 368.6 | SILVER SULFATE 113G | Hach
3390 | 10.3 | 3% | 9.99 | MEMBRANE,TEFLON | American Sigma
3396 | 124 | 3% | 120.28 | PUMP TUBE INSERT,PORT. PUMP | American Sigma
3422A1A | 522 | 3% | 506.34 | Conductivity Sensor,K0.05 | GLI
3422A1A34N | 786 | 3% | 762.42 | ASSY-SNSR,COND,K0.05,1/2" | GLI
3422A1A50 | 646 | 3% | 626.62 | ASSY-SNSR,COND,K.05,1/2" | GLI
3422A1B | 550 | 3% | 533.5 | ASSY-SNSR,COND.,0.05K,1/2 | GLI
3422A1C | 567 | 3% | 549.99 | ASSY-SNSR,COND,0.05K,1/2" | GLI
3422A2A | 614 | 3% | 595.58 | ASSY-SNSR,COND,K0.05, 1/2 | GLI
3422A2A50N | 720 | 3% | 698.4 | ASSY-SNSR,COND,K0.05, 1/2 | GLI
3422A2AX | 13.45 | 3% | 13.05 | ASSY-SNSR,COND,K0.05, 1/2 | GLI
3422A2B | 639 | 3% | 619.83 | ASSY-SNSR,COND,0.05,1/2"S | GLI
3422A2C | 660 | 3% | 640.2 | ASSY-SNSR.COND. 0.05K,1/2 | GLI
3422A2D | 720 | 3% | 698.4 | ASSY-SNSR,COND.,0.05K,1/2 | GLI
3422A3A | 522 | 3% | 506.34 | ASSY-SNSR,COND.K0,05,3/4" | GLI
3422A3B | 550 | 3% | 533.5 | ASSY-SNSR,COND,0.05K,3/4" | GLI
3422A3C | 583 | 3% | 565.51 | ASSY-SNSR,COND.0.05K,3/4" | GLI
3422A4A | 646 | 3% | 626.62 | ASSY-SNSR,COND,K0.05,3/4" | GLI
3422A4C | 689 | 3% | 668.33 | ASSY-SNSR,COND.,0.05K,3/4 | GLI
3422A4D | 751 | 3% | 728.47 | ASSY-SNSR,COND.,0.05K,3/4 | GLI
3422A5A | 646 | 3% | 626.62 | SNSR-COND,.O5,SS-T,20' | GLI
3422A5C | 689 | 3% | 668.33 | ANSR-COND,.05,SS-T,AL HD | GLI
3422B3A | 522 | 3% | 506.34 | Conductivity Sensor,K0.5 | GLI
3422B3A20G | 522 | 3% | 506.34 | Generic 0.5K Sensor with 20' Cable | GLI
3422B3B | 550 | 3% | 533.5 | ASSY-SNSR,COND,K0.5,3/4" | GLI
3422B3C | 567 | 3% | 549.99 | ASSY-SNSR,COND.,K0.5,3/4" | GLI
3422B4A | 646 | 3% | 626.62 | ASSY-SNSR,COND,K0.5, 3/4" | GLI
3422B4B | 694 | 3% | 673.18 | ASSY-SNSR,COND.,K0.5,3/4" | GLI
3422B4C | 710 | 3% | 688.7 | ASSY-SNSR,COND,K0.5,3/4" | GLI
3422B4D | 751 | 3% | 728.47 | ASSY-SNSR,COND,K0.5,3/4" | GLI
3422B6A | 646 | 3% | 626.62 | SNSR-COND,.5,SS-T,20' | GLI
3422B6B | 694 | 3% | 673.18 | SNSR-COND,.5,SS-T,PP HD | GLI
3422C3A | 522 | 3% | 506.34 | Conductivity Sensor,K1.0 | GLI
3422C3A50 | 646 | 3% | 626.62 | ASSY-SNSR,COND., K1.0, 3/ | GLI
3422C3AX | 13.45 | 3% | 13.05 | Conductivity Sensor,K1.0 | GLI
3422C3B | 567 | 3% | 549.99 | ASSY-SNSR,COND., K1.0, 3/ | GLI
3422C3C | 583 | 3% | 565.51 | ASSY-SNSR, COND., K1.0, 3 | GLI
3422C4A | 646 | 3% | 626.62 | ASSY-SNSR,COND.,K1.0, 3/4 | GLI
3422C4A20G | 629 | 3% | 610.13 | ASSY-SNSR,COND.,K1.0, 3/4 | GLI
3422C6A | 646 | 3% | 626.62 | SNSR-COND,1.0,SS-T 20' | GLI
3422D3A | 522 | 3% | 506.34 | Conductivity Sensor,K5.0 | GLI
3422D3A50N | 629 | 3% | 610.13 | ASSY-SNSR,COND.,K5.0,50', | GLI
3422D3B | 567 | 3% | 549.99 | ASSY-SNSR,COND., K5.0, 3/ | GLI
3422D3C | 567 | 3% | 549.99 | ASSY-SNSR, COND., K5.0, 3 | GLI
3422D4A | 646 | 3% | 626.62 | ASSY-SNSR,COND.,K5.0, | GLI
3422D4C50N | 809 | 3% | 784.73 | Conductivity Sensor, K5.0, 50' Cable | GLI
3422D6A | 646 | 3% | 626.62 | SNSR-COND,5.0,SS-T,20' | GLI
3422E3A | 522 | 3% | 506.34 | ASSY-SNSR,COND.,K10.0 | GLI
3422E3A20G | 522 | 3% | 506.34 | ASSY-SNSR,COND.,K10.0,GEN | GLI
3422E3B | 550 | 3% | 533.5 | ASSY-SNSR,COND.,K10.0, | GLI
3422E4A | 646 | 3% | 626.62 | ASSY-SNSR,COND.,K10.0, | GLI
3422E4A20E | 654 | 3% | 634.38 | ASSY-SNSR,COND.,K10.0, | GLI
3422E6A | 646 | 3% | 626.62 | ASSY-SNSR,COND.,K10.0, | GLI
34332 | 14.85 | 5% | 14.11 | POTASSIUM IODIDE SOLN, 100ML MDB | Hach
3433B8A | 431 | 3% | 418.07 | ASSY-SNSR,COND,K0.5, 3/4" | GLI
3433B8A30N | 539 | 3% | 522.83 | SNSR,COND,K0.5, 3/4" NPT | GLI
3433B8A50N | 539 | 3% | 522.83 | SNSR,COND,K0.5, 3/4" NPT | GLI
3433B8C | 478 | 3% | 463.66 | ASY-SNSR,COND,K0.5,AL | GLI
3433E8A | 431 | 3% | 418.07 | ASY-SNSR,COND.,K10.0 | GLI
3433E8A30N | 684 | 3% | 663.48 | ASSY-SNSR,COND,K10.0,30'C | GLI
3433E8B | 461 | 3% | 447.17 | ASY-SNSR,COND.,K10.0,PP | GLI
3433E8D | 539 | 3% | 522.83 | ASY-SNSR,COND.,K10.0,SS | GLI
34349 | 25.89 | 5% | 24.6 | POTASSIUM IODIDE SLN,30G/L 500ML | Hach
3444B8A | 833 | 3% | 808.01 | ASSY-SNSR,CON.,K0.5 | GLI
3444B8A50N | 928 | 3% | 900.16 | 0.5 Cell Conductivity Sensor, 50 Ft. | GLI
3444B8C | 867 | 3% | 840.99 | ASSY-SNSR,COND,K0.5,AL HD | GLI
3444B8D | 956 | 3% | 927.32 | ASSY-SNSR,COND,K0.5,SS HD | GLI
3444D8A | 833 | 3% | 808.01 | ASSY-SNSR,CON.,K5.0 | GLI
3444D8A30N | 1075 | 3% | 1042.75 | ASSY-SNSR,CON.,K5.0,30'CB | GLI
3444D8B | 850 | 3% | 824.5 | ASSY-,SNSR,COND.,K5.0,PP | GLI
3444D8C | 867 | 3% | 840.99 | ASSY-SNSR,COND,K5.0,AL,HD | GLI
3444D8D | 956 | 3% | 927.32 | ASSY-SNSR,COND,K5.0,SS HD | GLI
3455A6A | 758 | 3% | 735.26 | ASSY-SNSR,OVERALL,0.05K, | GLI
3455A6B | 775 | 3% | 751.75 | ASSY-SNSR,OVERALL,0.05K, | GLI
3455A6D | 856 | 3% | 830.32 | ASSY-SNSR,OVERALL,0.05K, | GLI
3455A7A | 786 | 3% | 762.42 | ASSY-SNSR,OVERALL,0.05K, | GLI
3455C6A | 758 | 3% | 735.26 | ASSY-SNSR,OVERALL,1K, | GLI
3455C7A | 786 | 3% | 762.42 | ASSY-SNSR,OVERALL,1K, | GLI
3455E6A | 758 | 3% | 735.26 | ASSY-SNSR OVRL,K10.0, | GLI
3455E7A | 786 | 3% | 762.42 | ASSY-SNSR,OVERALL,K10.0, | GLI
3455E7B | 806 | 3% | 781.82 | ASSY-SNSR,OVERALL,K10.0, | GLI
34932 | 11.39 | 5% | 10.82 | STARCH INDICATOR SOLN, 100ML MDB | Hach
34953 | 18.25 | 5% | 17.34 | STARCH INDICATOR SOLN, 1000ML | Hach
35126 | 12.95 | 5% | 12.3 | SODIUM THIOSULFATE 50ML SCDB | Hach
35253 | 19.55 | 5% | 18.57 | SODIUM THIOSULFATE, .025N 1000ML | Hach
3527 | 38 | 3% | 36.86 | EXTENSION TUBE | American Sigma
354004 | 34 | 3% | 32.98 | Manual, 900/900MAX All Weather | American Sigma
3548R | 4969 | 3% | 4819.93 | aa ASSY., CABINET, 115VAC ROTOMOLD AWRS | American Sigma
3548RH | 5404 | 3% | 5241.88 | aa ASSY, CABINET, W/HEATER, 115V ROTOMOLD AWRS | American Sigma
3550RH | 5466 | 3% | 5302.02 | aa ASSY, CABINET, W/HEATER, 230V ROTOMOLD AWRS | American Sigma
35732 | 11.95 | 5% | 11.35 | COPPER SULFATE-SULFAMIC ACID IN- | Hach
35749 | 18.95 | 5% | 18 | COPPER SULFATE-SULFAMIC ACID | Hach
3585 | 173 | 3% | 167.81 | BRACKET, WALL MOUNT, 900 | American Sigma
359016,10103 | 108 | 3% | 104.76 | Electrode cable, AS9 connector for 8810 (V1, V2) | Polymetron
359016,10112 | 150 | 3% | 145.5 | ELECTRODE CABLE, 0.5M WITH AS9 | Polymetron
359016,10120 | 194 | 3% | 188.18 | ELECTRODE CABLE, 10 M W/ PLUG | Polymetron
359026,00000 | 314 | 5% | 298.3 | ELECTROLYTE RESERVOIR W/ TUBIN | Polymetron
359092,00201 | 346 | 3% | 335.62 | FARADAY CELL | Hach
359110,40001 | 1950 | 3% | 1891.5 | POWER SUPPLY BOARD (COMPLETE) FOR 8810 V2 | Polymetron
35949 | 31.35 | 5% | 29.78 | FLUORIDE STD SOLN, 10MG/L 500ML | Hach
3624/4631.E | 33308 | 3% | 32308.76 | dg Instrument, ProBrix Plus This product does not have 3rd party USL/CSA Safety Certification | Orbisphere
3625/4110 | 30422 | 3% | 29509.34 | Instrument, CO2 & TPO2 | Orbisphere
3625/5110 | 28368 | 3% | 27516.96 | Instrument, Substance measured: Nitrogen/Oxygen, Configuration: Portable, Number of channels: 2, Thermal cut-off, RS232 (serial) output, Required sampling system: 29995. (Please specify voltage required - 110VAC or 230VAC) | Orbisphere
3625/5110.E | 30422 | 3% | 29509.34 | Instrument, N2 & TPO2 | Orbisphere
363130,10500 | 23.55 | 5% | 22.37 | QUINHYDRONE SOLN FOR ORP, 500ML | Polymetron
363132,00500 | 38.35 | 5% | 36.43 | Buffer solution pH 9.22, 500 ml | Polymetron
363140,00500 | 59.9 | 5% | 56.91 | CHEMICAL, KCL SOLUTION, 500ML | Polymetron
363143,00500 | 50.59 | 5% | 48.06 | ELECTROLYTE, REFERENCE KCL 0. | Hach
363144,00500 | 128 | 5% | 121.6 | ELECTROLYTE, REFERENCE KBR, 5 | Hach
363387,20510 | 2052 | 3% | 1990.44 | PROBE, PH/ORP IMMERS. 500 MM, | Hach
363389,00500 | 3918 | 3% | 3800.46 | PROBE, PH/ORP IMMERS. 500 MM | Hach
363389,20500 | 637 | 3% | 617.89 | SENSOR, TEMPERATURE PT100 500M | Hach
363629,84390 | 1416 | 3% | 1373.52 | ELECTRODE, ANTIMONY RING | Polymetron
3650/111 | 7459 | 3% | 7235.23 | Instrument, Substance measured: Oxygen, Configuration: Portable battery powered, Number of channels: 1, RS232 (serial) output, DO2, Measurement units: ppm/ppb/ppm. | Orbisphere
3650/112 | 7459 | 3% | 7235.23 | Instrument, Substance measured: Oxygen, Configuration: Portable battery powered, Number of channels: 1, RS232 (serial) output, PO2, Measurement units: %/ppm/%. | Orbisphere
3650/113 | 7802 | 3% | 7567.94 | Instrument, Substance measured: Oxygen, Configuration: Portable battery powered, Number of channels: 1, RS232 (serial) output, Measurement units: ppm (DO2), % (gas phase). | Orbisphere
3650/113.E | 7038 | 3% | 6826.86 | dg MICROLOGGER, DO2 & GASEOUS O2 | Orbisphere
3650-BEV-A1100 | 10856 | 3% | 10530.32 | KTO: O2 PORTABLE SYSTEM - BEVERAGE | Orbisphere
3650EX/111 | 11187 | 3% | 10851.39 | dg Instrument, 3650EX, O2, ATEX | Orbisphere
3650EX/112 | 9691 | 3% | 9400.27 | Instrument ATEX, Substance measured: Oxygen, Configuration: Portable battery powered, Number of channels: 1, RS232 (serial) output: requires 29122, Intrinsically safe, PO2, Measurement units: %/ppm/%. | Orbisphere
3650EX/112.E | 11187 | 3% | 10851.39 | dg Micrologger EX, O2, % / ppm | Orbisphere
3650EX/113 | 9691 | 3% | 9400.27 | Instrument ATEX, Substance measured: Oxygen, Configuration: Portable battery powered, Number of channels: 1, RS232 (serial) output: requires 29122, Intrinsically safe, Measurement units: ppm (DO2), % (gas phase). | Orbisphere
3650EX/113.E | 11187 | 3% | 10851.39 | dg Micrologger EX, DO2 & O2 | Orbisphere
3650EX/114 | 9691 | 3% | 9400.27 | Instrument ATEX, Substance measured: Oxygen, Configuration: Portable battery powered, Number of channels: 1, RS232 (serial) output: requires 29122, Intrinsically safe, PO2, Measurement units: kPa/Pa. | Orbisphere
3650EX/114.E | 11187 | 3% | 10851.39 | dg Micrologger EX, O2, kPa / Pa | Orbisphere
3650EX/115 | 9691 | 3% | 9400.27 | Instrument ATEX, Substance measured: Oxygen, Configuration: Portable battery powered, Number of channels: 1, RS232 (serial) output: requires 29122, Intrinsically safe, PO2, Measurement units: bar/mbar. | Orbisphere
3650EX/115.E | 11187 | 3% | 10851.39 | dg Micrologger EX, O2, bar / mbar | Orbisphere
3650EX/211 | 9691 | 3% | 9400.27 | Instrument ATEX, Substance measured: Hydrogen, Configuration: Portable battery powered, Number of channels: 1, RS232 (serial) output: requires 29122, Intrinsically safe, Special sensor: 31230E, DH2, Measurement units: ppm/ppb/ppm. | Orbisphere
3650EX/211.E | 11243 | 3% | 10905.71 | dg Micrologger EX, H2, ppm / ppb | Orbisphere
3650EX/212 | 9691 | 3% | 9400.27 | Instrument ATEX, Substance measured: Hydrogen, Configuration: Portable battery powered, Number of channels: 1, RS232 (serial) output: requires 29122, Intrinsically safe, Special sensor: 31230E, PH2, Measurement units: %/ppm/%. | Orbisphere
3650-PWR-A1100 | 8916 | 3% | 8648.52 | KTO: O2 PORTABLE SYSTEM - FOSSIL | Orbisphere
3654/210 | 10462 | 3% | 10148.14 | Instrument, Substance measured: Hydrogen, Configuration: Portable battery powered, Number of channels: 1, RS232 (serial) output, Special sensor: 31270. | Orbisphere
3654/210.E | 17481 | 3% | 16956.57 | TC Logger, H2 , N2 purge | Orbisphere
3654/211 | 10462 | 3% | 10148.14 | Instrument, Substance measured: Hydrogen, Configuration: Portable battery powered, Number of channels: 1, RS232 (serial) output, Special sensor: 31272, Special sensor purge: Carbon dioxide. | Orbisphere
3654/211.E | 17312 | 3% | 16792.64 | TC logger, H2, CO2 purge | Orbisphere
3654/510 | 10462 | 3% | 10148.14 | Instrument, Substance measured: Nitrogen, Configuration: Portable battery powered, Number of channels: 1, Membrane: 29561A, RS232 (serial) output, Special sensor: 31570. | Orbisphere
3654/510.E | 10525 | 3% | 10209.25 | TC logger, N2, CO2 purge | Orbisphere
3655/111 | 8342 | 3% | 8091.74 | dg MICROLOGGER, O2, ppm & ppb | Orbisphere
3655/210 | 8679 | 3% | 8418.63 | PORTABLE H2 INSTRUMENT PPM/PPB/PPM | Orbisphere
3658/418 | 6204 | 3% | 6017.88 | CO2 PORTABLE, BATT. PWD, RS232, REQD SENSOR: 31478 | Orbisphere
3660EX/100.A | 9216 | 3% | 8939.52 | Instrument ATEX, Substance measured: Oxygen, Configuration: Wall, Number of channels: 1, Temp. units: ░C, Membrane: 29552A, Measurement type: DO2, Thermal cut-off, Alarms, Current outputs, Voltage outputs, Instrument voltage: 115 VAC, Intr | Orbisphere
3660EX/100.A.E | 9274 | 3% | 8995.78 | Instrument EX, O2, ATEX | Orbisphere
3660EX/100.B | 9216 | 3% | 8939.52 | Instrument ATEX, Substance measured: Oxygen, Configuration: Wall, Number of channels: 1, Temp. units: ░C, Membrane: 29552A, Measurement type: DO2, Thermal cut-off, Alarms, Current outputs, Voltage outputs, Instrument voltage: 230 VAC, Intr | Orbisphere
3660EX/100.B.E | 9274 | 3% | 8995.78 | Instrument EX, O2, ATEX | Orbisphere
3660EX/101.A | 9489 | 3% | 9204.33 | dg INST. ATEX, DO2, ░F, 115V, ppm/ppb | Orbisphere
3660EX/106.B | 9489 | 3% | 9204.33 | INST. ATEX, PO2, ░C, CO2 INS, 230V, %/ppm | Orbisphere
3660EX/107.A | 9489 | 3% | 9204.33 | INST. ATEX, PO2, ░F, CO2 INS, 115V, %/ppm | Orbisphere
3660EX/108.A | 9489 | 3% | 9204.33 | INST. ATEX, PO2, ░C, CO2 INS., 115V, % | Orbisphere
3660EX/108.B | 9489 | 3% | 9204.33 | INST. ATEX, PO2, ░C, CO2 INS., 230V, % | Orbisphere
3660EX/112.B | 9489 | 3% | 9204.33 | INST. ATEX, PO2, ░C, 230V, kPa/Pa | Orbisphere
3660EX/116.B | 12554 | 3% | 12177.38 | ATEX INSTRUMENT, O2 | Orbisphere
3660EX/117.A | 10191 | 3% | 9885.27 | Instrument ATEX, Substance measured: Oxygen, Configuration: Wall, Number of channels: 1, Temp. units: ░F, Membrane: 29552A, Measurement type: PO2, CO2 insensitive, Thermal cut-off, Alarms, Current outputs, Voltage outputs, External pressur | Orbisphere
3660EX/117.A.E | 10255 | 3% | 9947.35 | ATEX P-OXYGEN INSTRUMENT(OBS,MADE ACTIVE 9/9/04) | Orbisphere
3660EX/118.A | 10290 | 3% | 9981.3 | Instrument ATEX, Substance measured: Oxygen, Configuration: Wall, Number of channels: 1, Temp. units: ░C, Membrane: 29552A, Measurement type: PO2, CO2 insensitive, Thermal cut-off, Alarms, Current outputs, Voltage outputs, External pressur | Orbisphere
3660EX/118.B | 10494 | 3% | 10179.18 | INST. ATEX, PO2, ░C, CO2 INS, 230V, % | Orbisphere
3660EX/200.B | 10567 | 3% | 10249.99 | ATEX WALL MOUNTED H2 INSTRUMENT | Orbisphere
3660EX/202.B | 10833 | 3% | 10508.01 | Instrument ATEX, Substance measured: Hydrogen, Configuration: Wall, Number of channels: 1, Temp. units: ░C, Membrane: 29015A, Measurement type: DH2, Thermal cut-off, Alarms, Current outputs, Voltage outputs, Instrument voltage: 230 VAC, In | Orbisphere
3660EX/218.B | 12073 | 3% | 11710.81 | Instrument ATEX, Substance measured: Hydrogen, Configuration: Wall, Number of channels: 1, Temp. units: ░C, Membrane: 2956A, Measurement type: PH2, Thermal cut-off, Alarms, Current outputs, Voltage outputs, External pressure input, Instrum | Orbisphere
3660EX/300.A | 9216 | 3% | 8939.52 | Instrument ATEX, Substance measured: Ozone, Configuration: Wall, Number of channels: 1, Temp. units: ░C, Membrane: 2956A, Measurement type: DO3, Thermal cut-off, Alarms, Current outputs, Voltage outputs, Instrument voltage: 115 VAC, Intrin | Orbisphere
3660EX/300.B | 8924 | 3% | 8656.28 | ATEX WALL MOUNTED O3 INSTRUMENT | Orbisphere
3662EX/100 | 8378 | 3% | 8126.66 | Instrument ATEX, Substance measured: Oxygen, Configuration: Wall, Number of channels: 1, Temp. units: ░C, Membrane 29552A, Measurement type: DO2, Thermal cut-off, Current output, Voltage output, RS485 serial output: requires 32958 for inst | Orbisphere
3662EX/100.E | 8429 | 3% | 8176.13 | vv Instrument EX, O2, wall logger | Orbisphere
3662EX/101 | 8378 | 3% | 8126.66 | Instrument ATEX, Substance measured: Oxygen, Configuration: Wall, Number of channels: 1, Temp. units: ░F, Membrane 29552A, Measurement type: DO2, Thermal cut-off, Current output, Voltage output, RS485 serial output: requires 32958 for inst | Orbisphere
3662EX/106 | 8624 | 3% | 8365.28 | INSTRUMENT EX, O2, WALL, RS232 | Orbisphere
3662EX/108 | 8378 | 3% | 8126.66 | Instrument ATEX, Substance measured: Oxygen, Configuration: Wall, Number of channels: 1, Temp. units: ░C, Membrane 29552A, Measurement type: PO2, Thermal cut-off, Current output, Voltage output, RS485 serial output: requires 32958 for inst | Orbisphere
3662EX/110 | 8685 | 3% | 8424.45 | INSTR. ATEX O2, RS485, %SAT. UNITS | Orbisphere
3662EX/112 | 8624 | 3% | 8365.28 | INSTR. ATEX O2, RS485, kPa/Pa UNITS | Orbisphere
3662EX/116 | 10831 | 3% | 10506.07 | vv Instrument EX, O2, wall logger | Orbisphere
3662EX/218 | 11424 | 3% | 11081.28 | Instrument ATEX, Substance measured: Hydrogen, Configuration: Wall, Number of channels: 1, Temp. units: ░C, Membrane 2956A, Measurement type: PH2, Thermal cut-off, Current output, Voltage output, RS485 serial output: requires 32958 for ins | Orbisphere
3662EX/300 | 8675 | 3% | 8414.75 | Instrument ATEX, Substance measured: Ozone, Configuration: Wall, Number of channels: 1, Temp. units: ░C, Membrane 2956A, Measurement type: DO3, Thermal cut-off, Current output, Voltage output, RS485 serial output: requires 32958 for instal | Orbisphere
3662EX/300.E | 8095 | 3% | 7852.15 | ATEX 1CH RS485 6.5-13.5VDC | Orbisphere
3670 | 647 | 3% | 627.59 | mc AC POWER BACK-UP,900 PORTABLE | American Sigma
3680.32525.100 | 1744 | 3% | 1691.68 | 100M CABLE, 3680 TO SIB | Orbisphere
3680.32525.20 | 345 | 3% | 334.65 | 20M CABLE, 3680 TO SIB | Orbisphere
3680.32525.30 | 540 | 3% | 523.8 | 30 meters of cable to connect the 3680 instrument with the Smart Interface Box. (Max lenght 100m) | Orbisphere
3680.32525.60 | 1057 | 3% | 1025.29 | 60M CABLE, 3680 TO SIB | Orbisphere
3680.32526.03 | 268 | 3% | 259.96 | Cable for software update for 3680 instrument. Standard length 3m. For authorized service centers only. | Orbisphere
368332,00000 | 2227 | 3% | 2160.19 | PROBE, INDUCTIVE , K=10, PT100 | Hach
368402,00000 | 360 | 3% | 349.2 | ELECTRODE, GLASS | Hach
368404,00000 | 346 | 3% | 335.62 | ELECTRODE, STANDARD GLASS | Hach
368418,00000 | 385 | 3% | 373.45 | ee ELECTRODE, COMBINATION W/ GEL | Polymetron
368447,00000 | 394 | 3% | 382.18 | ee ELECTRODE, REFERENCE | Hach
368470,00000 | 4225 | 3% | 4098.25 | FLUORIDE ION-SELECTIVE ELECTRO | Polymetron
368490,00000 | 1891 | 3% | 1834.27 | ELECTRODE, SULFIDE DIN PLUG (8810) | Polymetron
368495,10000 | 64 | 3% | 62.08 | Temp. sensor Pt100, fixed cable for 8810 (V1, V2) | Polymetron
368810,40116 | 13316 | 3% | 12916.52 | PH ANALYZER, 8810, 1 PISTON PU | Polymetron
368810,75060 | 387.5 | 3% | 375.88 | 10 L dark canister (for 8810) equipped for Auto-Calibration with a level detector and a cartridge for coloured self-indicator soda-lime (CO2-trap) -- No chemical supplied -- | Hach
368810,92013 | 4433 | 3% | 4300.01 | KIT 2 ANS-8810 ORP CALCIUM SANS P.P. | Polymetron
3700E-SANX | 16.79 | 3% | 16.29 | Small-Bore, Sanitary Components | Polymetron
3705E2T | 870 | 3% | 843.9 | ELECTRODELESS, SANITARY, POLY | GLI
3705E2T100N | 1280 | 3% | 1241.6 | ELECT.COND.SNSR,SAN. FLNG | GLI
3705E2T20P | 878 | 3% | 851.66 | FINISHED SENSOR,SANITARY, | GLI
3705E2T50N | 1193 | 3% | 1157.21 | ELECT.COND.SNSR,SANTRY FL | GLI
3706E2T | 992 | 3% | 962.24 | Electrodeless, Sanitary, Kynar | GLI
3708E2T | 1117 | 3% | 1083.49 | Electrodeless, Sanitary, Teflon | GLI
3708E2T20G | 1117 | 3% | 1083.49 | Generic Sanitary Sensor | GLI
3708E2T50N | 1441 | 3% | 1397.77 | ELECT.COND SNSR,TEFLON,50 | GLI
3725-9020 | 753 | 3% | 730.41 | SMALL BORE, MCGEAN ROHCO | Polymetron
3725E2T | 774 | 3% | 750.78 | Electrodeless, Convertible, Poly | GLI
3725E2T20G | 774 | 3% | 750.78 | Electrodeless, Convertible, Poly, Generic | GLI
3725E2T33N | 1057 | 3% | 1025.29 | ELECT.COND.SNSR (SML BOR) | GLI
3725E2T50 | 1102 | 3% | 1068.94 | SMALL BORE ELECT.COND CL, | GLI
3726E2T | 902 | 3% | 874.94 | Electrodeless, Convertible, Kynar | GLI
3726E2T30N | 1176 | 3% | 1140.72 | ELECTRODLS COND.SNSR,CONV | GLI
3726E2T50N | 1187 | 3% | 1151.39 | GLI-SMALL BORE ELECT. SNS | GLI
3727E2T | 964 | 3% | 935.08 | Electrodeless, Convertible, PEEK | GLI
3727E2T20P | 970 | 3% | 940.9 | SENSOR-ELTRDLS,CONV,PEEK | GLI
3727E2T50N | 1288 | 3% | 1249.36 | PEEK Elec.Cond.Sensor,50' | GLI
3728-9020 | 1161 | 3% | 1126.17 | SMALL BORE, MCGEAN ROHCO | Polymetron
3728E2T | 1025 | 3% | 994.25 | Electrodeless, Convertible, Teflon | GLI
3728E2T100N | 1429 | 3% | 1386.13 | ELCT.CND SNSR,CNVRT,100', | GLI
3728E2T20G | 1025 | 3% | 994.25 | Generic Convertible | GLI
3728E2T20S | 1051 | 3% | 1019.47 | ELECT.COND.SNSR,CONV,PFA, | GLI
3728E2T30N | 1299 | 3% | 1260.03 | ELECT.COND.SNSR,CONV,PFA, | GLI
37333 | 11.79 | 5% | 11.2 | PH PAPER, 3.0-5.5 PK/5 | Hach
3758 | 1965 | 3% | 1906.05 | ULTRASONIC FLOW METER OPTION, AWRS | American Sigma
37633 | 15.39 | 5% | 14.62 | PH PAPER, 4.5-7.5 PK/5 | Hach
3765 | 109 | 5% | 103.55 | SOLUTION,CONDUCTIVITY ASSY | American Sigma
37933 | 11.79 | 5% | 11.2 | PH PAPER, 6.0-8.0 PK/5 | Hach
3846 | 18 | 5% | 17.1 | TBG,VNYL,3/8 ID X 3/32 W (Ref 924) | American Sigma
38533 | 11.79 | 5% | 11.2 | PH PAPER, 9.0-12.0 PK/5 | Hach
3866-15 | 149 | 3% | 144.53 | TUBING,SILICONE,15 FT. 3/8 X | American Sigma
3866-50 | 340 | 3% | 329.8 | TUBING,SILICONE,50 FT. 3/8 X | American Sigma
3885 | 3328 | 3% | 3228.16 | RETROFIT KIT,900 REFRIG. SAMPLER | American Sigma
39133 | 12.19 | 5% | 11.58 | PH PAPER, 1.0-11.0 PK/5 | Hach
39532 | 15.85 | 5% | 15.06 | SOAP SOLUTION(50ML SMPL) 100ML MDB | Hach
39553 | 37.89 | 5% | 36 | SOAP SOLUTION(50ML SAMPLE) 1000ML | Hach
39732 | 23.79 | 5% | 22.6 | SILVER NITRATE SOLN, 100ML MDB | Hach
3A0497 | 36.39 | 3% | 35.3 | CHART PAPER,WA,10 DIV. | GLI
3A0748 | 36.39 | 3% | 35.3 | CHART PAPER, C6803 | GLI
3A1031 | 307 | 5% | 291.65 | EXPEND, BUFFER, PH 4, | GLI
3A1032 | 300 | 5% | 285 | EXPEND, BUFFER, PH 7, | Hach
3A1033 | 300 | 5% | 285 | EXPEND, BUFFER, PH 10, 20 | Hach
3A2015 | 48.65 | 3% | 47.19 | CHART,40-GRID/ROLL | GLI
3A2017 | 48.65 | 3% | 47.19 | CHART,60-GRID/ROLL | GLI
3A2018 | 48.65 | 3% | 47.19 | CHART,70-GRID/ROLL | GLI
3A2019 | 48.65 | 3% | 47.19 | CHART,50-GRID/0-100%/ROLL | GLI
3A2020 | 48.65 | 3% | 47.19 | CHART,50-GRID/24HR/ROLL | GLI
3A2022 | 81.39 | 3% | 78.95 | CHART,0-50 GRID/24 HOUR | GLI
3A2023 | 81.39 | 3% | 78.95 | CHART,0-60 GRID/24 HOUR | GLI
3A2024 | 81.39 | 3% | 78.95 | CHART,0-70 GRID/24 HOUR | GLI
3A2025 | 81.39 | 3% | 78.95 | CHART,0-80 GRID/24 HOUR | GLI
3E0918 | 324 | 3% | 314.28 | ELECTRODE, PLATINUM, COMB | GLI
3E1006 | 269 | 3% | 260.93 | ELECTRODE, PLATINUM, ORP | GLI
3E1069 | 216 | 3% | 209.52 | ELCTRD,SILVER,ORP,W/EPOXY | GLI
3V0051 | 6757 | 3% | 6554.29 | CABLE DRUM DEVICE | GLI
3V0064 | 160 | 3% | 155.2 | MIXING BALLS, QTY 150 | GLI
4000-0011 | 4960 | 3% | 4811.2 | Z-PURGE,ANALYZER LEFT, CL1DIV2 A-D | Astro
4001L0A0ANN1400 | 422 | 3% | 409.34 | GP LVL SNSR,316SS,TFE INS | GLI
4003L0A0ANN2400 | 422 | 3% | 409.34 | GP LVL SNSR,316SS,POLYETH | GLI
40050 | 5.49 | 3% | 5.33 | Needle-syringe 5ml | Orbisphere
400A1000-001 | 181 | 3% | 175.57 | FLOW CHAMBER,KYNAR,ORBISP | GLI
400-P1351.88 | 456 | 3% | 442.32 | rr POCKET CLRMTR II IRON FERROVER SYS | Hach
40149 | 26.55 | 5% | 25.22 | POTASSIUM IODIDE-IODATE, 500ML | Hach
40264BB | 83.05 | 3% | 80.56 | GLI pH/DO Sensor Extension Cable, 20ft, 1W1100, 6 Wire - USABB Only | GLI
4041 | 3089 | 3% | 2996.33 | mc OPTION,AREA/VELOCITY, 900 MAX | American Sigma
40502 | 21.29 | 5% | 20.23 | FLUORIDE STD SOLN 0.2 MG/L 500ML | Hach
40505 | 21.29 | 5% | 20.23 | FLUORIDE STD SOLN 0.5 MG/L 500ML | Hach
40508 | 21.29 | 5% | 20.23 | FLUORIDE STD SOLN 0.8 MG/L 500ML | Hach
40512 | 21.29 | 5% | 20.23 | FLUORIDE STD SOLN 1.2 MG/L 500ML | Hach
40515 | 21.29 | 5% | 20.23 | FLUORIDE STD SOLN 1.5 MG/L 500ML | Hach
40520 | 21.29 | 5% | 20.23 | FLUORIDE STD SOLN 2.0 MG/L 500ML | Hach
4052400 | 25.25 | 3% | 24.49 | SEAL, OIL TIGHT 1.69 MAX HOLE | American Sigma
40653 | 44.15 | 5% | 41.94 | OXALIC ACID RGT, 75G/L 1000ML | Hach
4066102 | 129 | 3% | 125.13 | FILTER ASSY, INTERFERENCE 480 NM | Hach
410/A/P1C0000K | 6198 | 3% | 6012.06 | Orbisphere 410 oxygen (EC) instrument, panel mount, 100-240 VAC, 0/4-20mA analog output, RS485, Korean software version | Orbisphere
410/A/P1C1000K | 6399 | 3% | 6207.03 | Orbisphere 410 oxygen (EC) instrument, panel mount, 100-240 VAC, 0/4-20mA analog output, Profibus / RS485, Korean software version | Orbisphere
410/A/P2C0000K | 5824 | 3% | 5649.28 | Orbisphere 410 oxygen (EC) instrument, panel mount, 10-36 VDC, 0/4-20mA analog output, RS485, Korean software version | Orbisphere
410/A/P2C1000K | 6182 | 3% | 5996.54 | Orbisphere 410 oxygen (EC) instrument, panel mount, 10-36 VDC, 0/4-20mA analog output, Profibus / RS485, Korean software version | Orbisphere
410/A/W1C0000K | 6302 | 3% | 6112.94 | Orbisphere 410 oxygen (EC) instrument, wall mount, 100-240 VAC, 0/4-20mA analog output, RS485, Korean software version | Orbisphere
410/A/W1C1000K | 6663 | 3% | 6463.11 | Orbisphere 410 oxygen (EC) instrument, wall mount, 100-240 VAC, 0/4-20mA analog output, Profibus / RS485, Korean software version | Orbisphere
410/A/W2C0000K | 6302 | 3% | 6112.94 | Orbisphere 410 oxygen (EC) instrument, wall mount, 10-36 VDC, 0/4-20mA analog output, RS485, Korean software version | Orbisphere
410/A/W2C1000K | 6663 | 3% | 6463.11 | Orbisphere 410 oxygen (EC) instrument, wall mount, 10-36 VDC, 0/4-20mA analog output, Profibus / RS485, Korean software version | Orbisphere
410/C/P1C0000K | 6011 | 3% | 5830.67 | Orbisphere 410 ozone (EC) instrument, panel mount, 100-240 VAC, 0/4-20mA analog output, RS485, Korean software version | Orbisphere
410/C/P1C1000K | 6381 | 3% | 6189.57 | Orbisphere 410 ozone (EC) instrument, panel mount, 100-240 VAC, 0/4-20mA analog output, Profibus / RS485, Korean software version | Orbisphere
410/C/P2C0000K | 6011 | 3% | 5830.67 | Orbisphere 410 ozone (EC) instrument, panel mount, 10-36 VDC, 0/4-20mA analog output, RS485, Korean software version | Orbisphere
410/C/P2C1000K | 6381 | 3% | 6189.57 | Orbisphere 410 ozone (EC) instrument, panel mount, 10-36 VDC, 0/4-20mA analog output, Profibus / RS485, Korean software version | Orbisphere
410/C/W1C0000K | 6504 | 3% | 6308.88 | Orbisphere 410 ozone (EC) instrument, wall mount, 100-240 VAC, 0/4-20mA analog output, RS485, Korean software version | Orbisphere
410/C/W1C1000K | 6877 | 3% | 6670.69 | Orbisphere 410 ozone (EC) instrument, wall mount, 100-240 VAC, 0/4-20mA analog output, Profibus / RS485, Korean software version | Orbisphere
410/C/W2C0000K | 6504 | 3% | 6308.88 | Orbisphere 410 ozone (EC) instrument, wall mount, 10-36 VDC, 0/4-20mA analog output, RS485, Korean software version | Orbisphere
410/C/W2C1000K | 6877 | 3% | 6670.69 | Orbisphere 410 ozone (EC) instrument, wall mount, 10-36 VDC, 0/4-20mA analog output, Profibus / RS485, Korean software version | Orbisphere
410/G/P1C0000K | 5593 | 3% | 5425.21 | Orbisphere 410 oxygen (LDO) instrument, panel mount, 100-240 VAC, 0/4-20mA analog output, RS485, Korean software version | Orbisphere
410/G/P1C1000K | 5780 | 3% | 5606.6 | Orbisphere 410 oxygen (Luminescent G sensor) instrument, panel mount, 100-240 VAC, 3 x 0/4-20mA analog output, Profibus/RS485, Korean software version | Orbisphere
410/G/P2C0000K | 5440 | 3% | 5276.8 | Orbisphere 410 oxygen (Luminescent G sensor) instrument, panel mount, 10-30 VDC, 3 x 0/4-20mA analog output, RS485, Korean software version | Orbisphere
410/G/P2C10000 | 5780 | 3% | 5606.6 | Orbisphere 410 oxygen (Luminescent G sensor) instrument, panel mount, 10-30 VDC, 3 x 0/4-20mA analog output, Profibus/RS485 | Orbisphere
410/G/P2C1000K | 5780 | 3% | 5606.6 | Orbisphere 410 oxygen (Luminescent G sensor) instrument, panel mount, 10-30 VDC, 3 x 0/4-20mA analog output, Profibus/RS485, Korean software version | Orbisphere
410/G/W1C0000K | 5892 | 3% | 5715.24 | Orbisphere 410 oxygen (LDO) instrument, wall mount, 100-240 VAC, 0/4-20mA analog output, RS485, Korean software version | Orbisphere
410/G/W1C1000K | 6225 | 3% | 6038.25 | Orbisphere 410 oxygen (Luminescent G sensor) instrument, wall mount, 100-240 VAC, 3 x 0/4-20mA analog output, Profibus/RS485, Korean software version | Orbisphere
410/G/W2C00000 | 5892 | 3% | 5715.24 | Orbisphere 410 oxygen (Luminescent G sensor) instrument, wall mount, 10-30 VDC, 3 x 0/4-20mA analog output, RS485 | Orbisphere
410/G/W2C0000K | 5892 | 3% | 5715.24 | Orbisphere 410 oxygen (Luminescent G sensor) instrument, wall mount, 10-30 VDC, 3 x 0/4-20mA analog output, RS485, Korean software version | Orbisphere
410/G/W2C10000 | 6225 | 3% | 6038.25 | Orbisphere 410 oxygen (Luminescent G sensor) instrument, wall mount, 10-30 VDC, 3 x 0/4-20mA analog output, Profibus/RS485 | Orbisphere
410/G/W2C1000K | 6225 | 3% | 6038.25 | Orbisphere 410 oxygen (Luminescent G sensor) instrument, wall mount, 10-30 VDC, 3 x 0/4-20mA analog output, Profibus/RS485, Korean software version | Orbisphere
410/M/W2C000B0 | 6578 | 3% | 6380.66 | Orbisphere 410 oxygen (Luminescent M sensor) instrument, wall mount, 10-30 VDC, 4-20mA analog output, RS485, blue enclosure | Orbisphere
410A/P1C00000 | 6032 | 3% | 5851.04 | dg Instrument, Oxygen, panel, VAC, C-Out | Orbisphere
410A/P1C10000 | 6400 | 3% | 6208 | dg Instrument, Oxygen, panel, VAC, Profibus | Orbisphere
410A/P2C00000 | 6032 | 3% | 5851.04 | Instrument, Oxygen, panel, VDC, C-Out | Orbisphere
410A/P2C10000 | 6400 | 3% | 6208 | Instrument, Oxygen, panel, VDC, Profibus | Orbisphere
410A/W1C00000 | 6526 | 3% | 6330.22 | dg Instrument, Oxygen, wall, VAC, C-Out | Orbisphere
410A/W1C10000 | 6900 | 3% | 6693 | dg Instrument, Oxygen, wall, VAC, Profibus | Orbisphere
410A/W2C00000 | 6526 | 3% | 6330.22 | dg Instrument, Oxygen, wall, VDC, C-Out | Orbisphere
410A/W2C10000 | 6900 | 3% | 6693 | Instrument, Oxygen, wall, VDC, Profibus | Orbisphere
410C/P1C00000 | 6085 | 3% | 5902.45 | dg Instrument, Ozone, panel, VAC, C-Out | Orbisphere
410C/P1C10000 | 6459 | 3% | 6265.23 | dg Instrument, Ozone, panel, VAC, Profibus | Orbisphere
410C/P2C00000 | 6085 | 3% | 5902.45 | Instrument, Ozone, panel, VDC, C-Out | Orbisphere
410C/P2C10000 | 6459 | 3% | 6265.23 | Instrument, Ozone, panel, VDC, Profibus | Orbisphere
410C/W1C00000 | 6585 | 3% | 6387.45 | dg Instrument, Ozone, wall, VAC, C-Out | Orbisphere
410C/W1C10000 | 6963 | 3% | 6754.11 | dg Instrument, Ozone, wall, VAC, Profibus | Orbisphere
410C/W2C00000 | 6585 | 3% | 6387.45 | Instrument, Ozone, wall, VDC | Orbisphere
410C/W2C10000 | 6963 | 3% | 6754.11 | Instrument, Ozone, wall, VDC, Profibus | Orbisphere
410D/P1C00000 | 5954 | 3% | 5775.38 | dg 410 CO2 (TC), PANEL, 85-264V, RS485 | Orbisphere
410D/P1C0000K | 5954 | 3% | 5775.38 | dg 410 CO2 (TC), PANEL, 85-264, RS485, K | Orbisphere
410D/P1C10000 | 6321 | 3% | 6131.37 | dg 410 CO2 (TC), PANEL, 85-264V, PROF. | Orbisphere
410D/P1C1000K | 6321 | 3% | 6131.37 | dg 410 CO2 (TC), PANEL 85-264V, PROF., K | Orbisphere
410D/P2C00000 | 5954 | 3% | 5775.38 | 410 CO2 (TC), PANEL, 10-36V, RS485 | Orbisphere
410D/P2C0000K | 5954 | 3% | 5775.38 | dg 410 CO2 (TC), PANEL, 10-36V, RS485, K | Orbisphere
410D/P2C10000 | 6321 | 3% | 6131.37 | dg 410 CO2 (TC), PANEL, 10-36V, PROF. | Orbisphere
410D/P2C1000K | 6321 | 3% | 6131.37 | dg 410 CO2 (TC), PANEL, 10-36V, PROF., K | Orbisphere
410D/W1C00000 | 6442 | 3% | 6248.74 | Orbisphere 410 CO2 (TC), wall, | Orbisphere
410D/W1C0000K | 6442 | 3% | 6248.74 | dg 410 CO2 (TC), WALL, 85-264, RS485, K | Orbisphere
410D/W1C10000 | 6812 | 3% | 6607.64 | dg 410 CO2 (TC), WALL, 85-264V, PROF | Orbisphere
410D/W1C1000K | 6812 | 3% | 6607.64 | dg 410 CO2 (TC), WALL 85-264V, PROF., K | Orbisphere
410D/W2C00000 | 6442 | 3% | 6248.74 | dg 410 CO2 (TC), WALL, 10-36V, RS485 | Orbisphere
410D/W2C0000K | 5552 | 3% | 5385.44 | dg 410 CO2 (TC), WALL, 10-36V, RS485K | Orbisphere
410D/W2C10000 | 6812 | 3% | 6607.64 | dg 410 CO2 (TC), WALL, 10-36V, PROF. | Orbisphere
410D/W2C1000K | 6812 | 3% | 6607.64 | dg 410 CO2 (TC), WALL 10-36V, PROF., K | Orbisphere
410G/P1C00000 | 5928 | 3% | 5750.16 | dg HACH ULTRA 410 DO INSTR, PANEL MOUNT | Orbisphere
410G/P1C10000 | 6517 | 3% | 6321.49 | Orbisphere 410 oxygen (Luminescent G sensor) instrument, panel mount, 85-264 VAC, 3 x 0/4-20mA analog output, Profibus/RS485 | Orbisphere
410G/P2C00000 | 5624 | 3% | 5455.28 | dg 410 LDO INSTRUMENT, PANEL, 10-30VDC | Orbisphere
410G/W1C00000 | 6416 | 3% | 6223.52 | dg HACH ULTRA 410 DO INSTR. WALL MOUNT | Orbisphere
410G/W1C10000 | 6782 | 3% | 6578.54 | Orbisphere 410 oxygen (Luminescent G sensor) instrument, wall mount, 85-264 VAC, 3 x 0/4-20mA analog output, Profibus/RS485 | Orbisphere
410K/P1C00000 | 5256 | 3% | 5098.32 | dg 410 O2 (K), PANEL, 85-264VAC, RS485 | Orbisphere
410K/P1C0000K | 5256 | 3% | 5098.32 | dg 410 O2 (K), PANEL, 85-264VAC, RS485, K | Orbisphere
410K/P1C10000 | 5704 | 3% | 5532.88 | dg 410 O2 (K), PANEL, 85-264VAC, PROFIBUS | Orbisphere
410K/P1C1000K | 5704 | 3% | 5532.88 | dg 410 O2 (K), PANEL 85-264VAC, PROF, K | Orbisphere
410K/P2C00000 | 5256 | 3% | 5098.32 | dg 410 O2 (K), PANEL 10-30VDC, RS485 | Orbisphere
410K/P2C0000K | 5256 | 3% | 5098.32 | dg 410 O2 (K), PANEL 10-30VDC, RS485, K | Orbisphere
410K/P2C10000 | 5704 | 3% | 5532.88 | dg 410 O2 (K), PANEL, 10-30VDC, PROFIB. | Orbisphere
410K/P2C1000K | 5704 | 3% | 5532.88 | dg 410 O2 (K), PANEL, 10-30VDC, PROF, K | Orbisphere
410K/W1C00000 | 5815 | 3% | 5640.55 | dg 410 O2 (K), WALL 85-264VAC, RS485 | Orbisphere
410K/W1C0000K | 5815 | 3% | 5640.55 | dg 410 O2 (K), WALL, 85-264VDC, RS485, K | Orbisphere
410K/W1C10000 | 6150 | 3% | 5965.5 | dg 410 O2 (K), WALL, 85-264VDC, PROFIB | Orbisphere
410K/W1C1000K | 6150 | 3% | 5965.5 | dg 410 O2 (K), WALL, 85-264VDC, PROF, K | Orbisphere
410K/W2C00000 | 5815 | 3% | 5640.55 | dg 410 O2 (K), WALL, 10-30VDC, RS485 | Orbisphere
410K/W2C0000K | 5815 | 3% | 5640.55 | dg 410 O2 (K), WALL, 10-30VDC, RS485, K | Orbisphere
410K/W2C10000 | 6150 | 3% | 5965.5 | dg 410 O2 (K), WALL, 10-30VDC, PROFIBUS | Orbisphere
410K/W2C1000K | 6150 | 3% | 5965.5 | dg 410 O2 (K SENSOR), WALL 10-30VDC | Orbisphere
410M/P1C00000 | 5045 | 3% | 4893.65 | 410 LDO, PANEL, VAC, RS485, ENGLISH | Orbisphere
410M/P1C0000K | 5045 | 3% | 4893.65 | 410 LDO, PANEL, VAC, RS485, KOREA | Orbisphere
410M/P1C10000 | 5388 | 3% | 5226.36 | dg 410 LDO, PANEL, VAC, RS/PROF., ENGLISH | Orbisphere
410M/P1C1000K | 5388 | 3% | 5226.36 | dg 410 LDO, PANEL, VAC, RS/PROF, KOREA | Orbisphere
410M/P2C00000 | 5045 | 3% | 4893.65 | dg 410 LDO, PANEL, VDC, RS485, ENGLISH | Orbisphere
410M/P2C0000K | 5045 | 3% | 4893.65 | dg 410 LDO, PANEL, VDC, RS485, KOREA | Orbisphere
410M/P2C10000 | 5388 | 3% | 5226.36 | dg 410 LDO, PANEL, VDC, RS/PROF., ENGLISH | Orbisphere
410M/P2C1000K | 5388 | 3% | 5226.36 | dg 410 LDO, PANEL, VDC, RS/PROF., KOREA | Orbisphere
410M/W1C00000 | 5217 | 3% | 5060.49 | dg 410 LDO, WALL, VAC, RS485, ENGLISH | Orbisphere
410M/W1C0000K | 5217 | 3% | 5060.49 | dg 410 LDO, WALL, VAC, RS485, KOREA | Orbisphere
410M/W1C10000 | 5388 | 3% | 5226.36 | dg 410 LDO, WALL, VAC, RS/PROF., ENGLISH | Orbisphere
410M/W1C1000K | 5388 | 3% | 5226.36 | dg 410 LDO, WALL, VAC, RS/PROF., KOREA | Orbisphere
410M/W2C00000 | 5503 | 3% | 5337.91 | dg 410 LDO, WALL, VDC, RS485, ENGLISH | Orbisphere
410M/W2C0000K | 5503 | 3% | 5337.91 | dg 410 LDO, WALL, VDC, RS485, KOREA | Orbisphere
410M/W2C10000 | 5731 | 3% | 5559.07 | dg 410 LDO, WALL, VDC, RS/PROF., ENGLISH | Orbisphere
410M/W2C1000K | 5731 | 3% | 5559.07 | dg 410 LDO, WALL, VDC, RS/PROF., KOREA | Orbisphere
4114388 | 6.3 | 3% | 6.11 | INSTRUCTIONS, KIT MOTOR | Hach
4117000 | 134 | 3% | 129.98 | FLOC JAR, WAGNER | Hach
4117008 | 8.99 | 3% | 8.72 | INSTRUCTION SHT-FLOC JAR, WAGNER | Hach
4131088 | 4.7 | 3% | 4.56 | INSTRUCTION SHT, FLOW THRU CELL | Hach
4134008 | 3.49 | 3% | 3.39 | INSTRUCTIONS, END POINT ADAPTOR | Hach
4150-28 | 528 | 3% | 512.16 | BATTERY,12 AH,RECHARGE LEAD ACID | American Sigma
4157800 | 6.55 | 3% | 6.35 | DELIVERY TUBE,90DEG&180HOOK PK/5 | Hach
4165802 | 22.45 | 3% | 21.78 | SAMPLE CELL, 1-CM/10-ML PK/2 | Hach
41G1-P400 | 7937 | 3% | 7698.89 | aaG1100 PPB DO, PANEL, IN 1/4" | Orbisphere
41G1-P40K | 7909 | 3% | 7671.73 | Orbisphere luminescent oxygen analyser, panel mount, 1/4 inch sample inlet, 100-240 VAC, 3 x 0/4-20mA analog output, RS485, Korean software version | Orbisphere
41G1-P410 | 8632 | 3% | 8373.04 | Orbisphere luminescent oxygen analyser, panel mount, 1/4 inch sample inlet, 85-264 VAC, 3 x 0/4-20mA analog output, Profibus/RS485 | Orbisphere
41G1-P41K | 8287 | 3% | 8038.39 | Orbisphere luminescent oxygen analyser, panel mount, 1/4 inch sample inlet, 100-240 VAC, 3 x 0/4-20mA analog output, Profibus/RS485, Korean software version | Orbisphere
41G1-P600 | 8240 | 3% | 7992.8 | Orbisphere luminescent oxygen analyser, panel mount, 6 mm sample inlet, 85-264 VAC, 3 x 0/4-20mA analog output, RS485 | Orbisphere
41G1-P60K | 7909 | 3% | 7671.73 | Orbisphere luminescent oxygen analyser, panel mount, 6 mm sample inlet, 100-240 VAC, 3 x 0/4-20mA analog output, RS485, Korean software version | Orbisphere
41G1-P610 | 8632 | 3% | 8373.04 | Orbisphere luminescent oxygen analyser, panel mount, 6 mm sample inlet, 85-264 VAC, 3 x 0/4-20mA analog output, Profibus/RS485 | Orbisphere
41G1-P61K | 8287 | 3% | 8038.39 | Orbisphere luminescent oxygen analyser, panel mount, 6 mm sample inlet, 100-240 VAC, 3 x 0/4-20mA analog output, Profibus/RS485, Korean software version | Orbisphere
41G1-W400 | 8324 | 3% | 8074.28 | aaG1100 PPB DO, WALL IN 1/4" | Orbisphere
41G1-W40K | 8287 | 3% | 8038.39 | Orbisphere luminescent oxygen analyser, wall mount, 1/4 inch sample inlet, 100-240 VAC, 3 x 0/4-20mA analog output, RS485, Korean software version | Orbisphere
41G1-W410 | 9025 | 3% | 8754.25 | Orbisphere luminescent oxygen analyser, wall mount, 1/4 inch sample inlet, 85-264 VAC, 3 x 0/4-20mA analog output, Profibus/RS485 | Orbisphere
41G1-W41K | 8662 | 3% | 8402.14 | Orbisphere luminescent oxygen analyser, wall mount, 1/4 inch sample inlet, 100-240 VAC, 3 x 0/4-20mA analog output, Profibus/RS485, Korean software version | Orbisphere
41G1-W600 | 8632 | 3% | 8373.04 | Orbisphere luminescent oxygen analyser, wall mount, 6 mm sample inlet, 85-264 VAC, 3 x 0/4-20mA analog output, RS485 | Orbisphere
41G1-W60K | 8287 | 3% | 8038.39 | Orbisphere luminescent oxygen analyser, wall mount, 6 mm sample inlet, 100-240 VAC, 3 x 0/4-20mA analog output, RS485, Korean software version | Orbisphere
41G1-W610 | 9025 | 3% | 8754.25 | Orbisphere luminescent oxygen analyser, wall mount, 6 mm sample inlet, 85-264 VAC, 3 x 0/4-20mA analog output, Profibus/RS485 | Orbisphere
41G1-W61K | 8662 | 3% | 8402.14 | Orbisphere luminescent oxygen analyser, wall mount, 6 mm sample inlet, 100-240 VAC, 3 x 0/4-20mA analog output, Profibus/RS485, Korean software version | Orbisphere
4200-1001 | 4374 | 3% | 4242.78 | PS200, BLOWBACK FILTER, FM 100um | Astro
4200-1002 | 4374 | 3% | 4242.78 | PS200 BLOWBACK FILTER, FM 50 um | Astro
4200-1003 | 4374 | 3% | 4242.78 | PS200 BLOWBACK FILTER, FM 300um | Astro
4200-1004 | 4374 | 3% | 4242.78 | PS200 BLOWBACK FILTER, FM 25 um | Astro
4200-1005 | 4374 | 3% | 4242.78 | PS200, BLOWBACK FILTER, FM 500um | Astro
42-1001 | 327 | 3% | 317.19 | K = FUW DIN RAIL MOUNT,42 | Hach
4210011 | 126 | 3% | 122.22 | MANUAL, SERV, RATIO 2000 MODEL | Hach
42200 | 41.49 | 3% | 40.25 | CLAMP, 3 PRONG | Hach
4235600 | 77.25 | 3% | 74.93 | INSTALLATION, RATIO 2000D | Hach
42426 | 11.09 | 5% | 10.54 | BUFFER SOLN, HDNS 1 50ML SCDB | Hach
42432 | 15.85 | 5% | 15.06 | BUFFER SOLN, HDNS 1 100ML MDB | Hach
42449 | 26.15 | 5% | 24.84 | BUFFER SOLN, HARDNESS 1 500ML | Hach
42453 | 45.09 | 5% | 42.84 | BUFFER SOLN, HARDNESS 1 1000ML | Hach
42532 | 17.45 | 5% | 16.58 | HARDNESS 2 TEST SOLN 100ML MDB | Hach
42549 | 30.89 | 5% | 29.35 | HARDNESS 2 TEST SOLN 500ML | Hach
42612 | 9.95 | 5% | 9.45 | HARDNESS 3 SOLUTION, 50ML DB | Hach
42632 | 9.49 | 5% | 9.02 | HARDNESS 3 TEST SOLN 100ML MDB | Hach
42649 | 27.59 | 5% | 26.21 | HARDNESS 3 TEST SOLN 500ML | Hach
42653 | 38.65 | 5% | 36.72 | HARDNESS 3 TEST SOLN 1000ML | Hach
427=010=070 | 105 | 3% | 101.85 | Kit of caps & counter-nuts for 8810 (V1,V2) (30x) | Polymetron
4271000 | 15.15 | 3% | 14.7 | MAGNET, STIR-BAR 7MM LGX 2MM DIA | Hach
42849 | 22.85 | 5% | 21.71 | CALCIUM CHLORIDE SOLN, 500ML | Hach
42953 | 17.55 | 5% | 16.67 | FERRIC CHLORIDE SOLN, 1000ML | Hach
4300-0003 | 6300 | 3% | 6111 | PURGE GAS GENERATOR PNEUMATIC AAS300 | Astro
4300-0103 | 656 | 5% | 623.2 | ACTIVATED ALUMINA (4KG) | Hach
43049 | 15.45 | 5% | 14.68 | MAGNESIUM SULFATE SOLN, 500ML | Hach
431=210=006 | 0.85 | 3% | 0.82 | CAP IN PE FOR 6MM HOLE | Polymetron
431=210=020 | 0.85 | 3% | 0.82 | CAP IN PE FOR 20MM HOLE | Polymetron
43149 | 18.45 | 5% | 17.53 | PHOSPHATE BUFFER SOLN, 500ML | Hach
4321300 | 2.75 | 3% | 2.67 | SYRINGE, 3CC LUER LOCK TIP | Hach
4328300 | 373 | 3% | 361.81 | SENSOR INSTL KIT, TROUGH MOUNT | Hach
433519 | 45 | 3% | 43.65 | LENS MOUNT | Hach
4339 | 824 | 3% | 799.28 | fro RAIN READER, WITH 230 VAC ADAPTOR | American Sigma
4362 | 43 | 3% | 41.71 | mc TUBING,VINYL,1/4 DIA,25 FT. | American Sigma
4363 | 99 | 3% | 96.03 | mc TUBING,VINYL,1/4 DIA,100 FT. | American Sigma
4364 | 289 | 3% | 280.33 | mc TUBING,VINYL,1/4 ID,500 FT. | American Sigma
43800 | 3.05 | 3% | 2.96 | TUBE, MEASURING PLASTIC 5.83ML | Hach
43906 | 9.79 | 3% | 9.5 | BOTTLE, SQUARE GLASS 29ML PK/6 | Hach
4397500 | 34.8 | 3% | 33.76 | TEST KIT, SAMPLE DEGASSING | Hach
4397510 | 75.6 | 3% | 73.33 | TEST KIT, FILTRATION & DEGASSING | Hach
43G1001 | 417 | 3% | 404.49 | ASSY-PCB,PULSER BD,LOOP P | Hach
4415300 | 84.95 | 3% | 82.4 | si CYLINDER ASSY, 1720C CALIBRATION | Hach
4415600 | 307 | 3% | 297.79 | KTO: CALIB CYLINDER 1720C/1720D/E | Hach
4415600K | 307 | 3% | 297.79 | KTOALT: CALIB CYLINDER 1720C/1720D/E | Hach
4415600RGT | 355 | 5% | 337.25 | REAGENT SET, KIT, CALIB CYLINDER 1720C/1720D/E (4415600) | Hach
4418011 | 59.2 | 3% | 57.42 | MANUAL,SERV. CHLORINE ANALYZER | Hach
4418044 | 29.15 | 3% | 28.28 | CARD, QUICK REF CL17 | Hach
4430094 | 7.9 | 3% | 7.66 | MANUAL, HACH ONE PH ELCTD FRENCH | Hach
44417 | 92.05 | 5% | 87.45 | SPADNS REAGENT SOLN, 3.78L | Hach
44442 | 12.49 | 5% | 11.87 | SPADNS REAGENT SOLUTION, 100ML | Hach
44449 | 26.85 | 5% | 25.51 | SPADNS REAGENT SOLN, 500ML | Hach
44453 | 37.99 | 5% | 36.09 | SPADNS REAGENT SOLN, 1000ML | Hach
4447169 | 29.39 | 5% | 27.92 | AMMONIA IONIC STR ADJ PP PK/100 | Hach
4447226 | 11.85 | 5% | 11.26 | AMMONIA ELECTRODE FILL SOLN 50ML | Hach
4450126 | 14.45 | 5% | 13.73 | ELECTRODE FILLING SOLN, FLUORIDE | Hach
4451569 | 30.89 | 5% | 29.35 | SODIUM & POTASSIUM IONIC STR | Hach
4451659 | 11.85 | 5% | 11.26 | SODIUM ELECTRODE STOR SOLN, 50ML | Hach
4455100 | 394 | 3% | 382.18 | mc POWER SUPPLY, 100-120 VAC | American Sigma
4456369 | 54.55 | 5% | 51.82 | NITRATE IONIC STRG ADJ PP PK/100 | Hach
4457649 | 29.85 | 5% | 28.36 | CALCIUM STD SOLN, 100MG/L 500ML | Hach
4459 | 262 | 3% | 254.14 | mc MODEM LINE FILTER ASSY,2 PIN | American Sigma
4467500 | 14.35 | 3% | 13.92 | CORD,POWER 18/3 SVT 10A-125V 7FT | Hach
4479900 | 38 | 3% | 36.86 | ADAPTER KIT COD VIAL | Hach
4500043 | 2169 | 3% | 2103.93 | SS6-HST TURB CONVERSION KIT | Hach
4500050 | 9.35 | 3% | 9.07 | CARD, QUICK REF SS6, SPANISH | Hach
4521500 | 461 | 3% | 447.17 | KIT, POUR-THRU CELL 1.0 IN | Hach
45249 | 23.29 | 5% | 22.13 | BUFFER SOLN, SULFATE TYPE 500ML | Hach
4530000 | 102 | 3% | 98.94 | STAND, ELECTRODE HOLDER | Hach
4530001 | 336 | 3% | 325.92 | STAND, ELECTRO-MAGNETIC STIRRER | Hach
4530002 | 356 | 3% | 345.32 | STAND, ELECTRO-MAGNETIC STIRRER | Hach
4531500 | 7.69 | 3% | 7.46 | STIR BAR, POLYGON 7/8X3/16 IN | Hach
4562700 | 244 | 5% | 231.8 | KTO: SILICA REAGENT SET, S5000 | Hach
4563300 | 252 | 5% | 239.4 | KTO: PHOSPHATE LR REAGENT SET, S5000 | Hach
4563900 | 238 | 5% | 226.1 | KTO: PHOSPHATE HR REAGENT SET, S5000 | Hach
4565500 | 53.99 | 3% | 52.37 | THERMOMETER, 0 TO 200 DEGREES C DIAL | Hach
4568800 | 63.55 | 3% | 61.64 | THERMOMETER, PLATINUM RESISTANCE | Hach
4570000 | 24.79 | 3% | 24.05 | DIPSTICK, POTASSIUM MEASURE | Hach
4584500 | 6.25 | 3% | 6.06 | BOX HINGED 4-9/16 SQ, 1-1/4 DEEP | Hach
4590008 | 54.09 | 3% | 52.47 | MANUAL, BACTERIAL INCUBATOR | Hach
4590011 | 37.2 | 3% | 36.08 | MANUAL,SERV,BACTERIAL INCUBATOR | Hach
45910 | 198.58 | 5% | 188.65 | KTO: RGT SET, VDK | Hach
45930 | 126.85 | 5% | 120.51 | KTO: RGT SET, BITTER UNITS | Hach
45950 | 271.65 | 5% | 258.07 | KTO: RGT SET, FREE AMINO NITROGEN | Hach
4596800 | 38.39 | 3% | 37.24 | CHART PAPER, 10" RND PK/25 HONEYWELL | GLI
45970 | 189.55 | 5% | 180.07 | KTO: RGT SET, TOTAL POLYPHENOLS | Hach
4597800 | 24.49 | 3% | 23.76 | TRANSMITTAL, HONEYWELL RECORDER | GLI
4600 | 16 | 3% | 15.52 | nn PUMP TUBING, SILICONE, 3/8" ID | American Sigma
4600077 | 5.6 | 3% | 5.43 | CARD,QUICK REF DR700 COLORIMETER | Hach
46001 | 30.75 | 5% | 29.21 | SODIUM THIOSULFATE, ACS 454G | Hach
4600-15 | 107 | 3% | 103.79 | PUMP TUBING, SILICONE, 3/8" ID, 15 FT. ROLL | American Sigma
4600-50 | 325 | 3% | 315.25 | PUMP TUBING, SILICONE, 3/8" ID, 50 FT. ROLL | American Sigma
4600800 | 40.7 | 3% | 39.48 | si ADAPTER, COD DR/700 | Hach
4601422 | 106 | 3% | 102.82 | DOCUMENTATION PACKAGE, DR/700 | Hach-Lange
4608000 | 89.1 | 3% | 86.43 | POWER SUPPLY EXT, 100-240VAC IN 6V OUT | Hach
4609093 | 14.5 | 3% | 14.07 | CHEMICAL ANALYSIS INFO SPANISH | Hach
4609095 | 14.5 | 3% | 14.07 | CHEMICAL ANALYSIS INFO GERMAN | Hach
4613290 | 7.9 | 3% | 7.66 | MANUAL,AGRICULTURAL CONB NITRATE | Hach
4613300 | 97 | 3% | 94.09 | REPLACEMENT MEMBRANE PKG, 6 MEMB/PKG | Hach
4615900 | 36.89 | 3% | 35.78 | si ASSEMBLY, SOIL SIEVE | Hach
4620233 | 17.95 | 3% | 17.41 | BINDER, CEL700, 3/4 INCH | Hach-Lange
46212 | 15.25 | 5% | 14.49 | SOAP SOLUTION(25ML SMPL) 50ML DB | Hach
4624400 | 7.69 | 3% | 7.46 | STRAP, VELCRO FASTENER, 8 IN. | Hach
46249 | 37.99 | 5% | 36.09 | SOAP SOLUTION(25ML SAMPLE) 500ML | Hach
4625793 | 27.5 | 3% | 26.68 | DR/700 PROCEDURES,575NM, SPANISH | Hach
4625795 | 27.5 | 3% | 26.68 | DR/700 PROCEDURES,575NM, GERMAN | Hach
4630600 | 63.55 | 3% | 61.64 | KIT, POWER CORD W/STRAIN RELIEF | GLI
4630800 | 71.35 | 3% | 69.21 | KIT,PWR CORD W/STRAIN RELIEF EUR | GLI
4646800 | 23.89 | 3% | 23.17 | TRANSMITTAL, SAMPLE PUMP | Hach
4650044 | 9.7 | 3% | 9.41 | CARD, QUICK REF 2100P PORT TURB | Hach
4652 | 88 | 3% | 85.36 | STRAINER,HIGH VELOCITY/SHALLOW DEPTH | American Sigma
4660000 | 4.65 | 3% | 4.51 | TUBE,PLASTIC *SELL-04 | Hach
4660004 | 15.35 | 3% | 14.89 | si TUBE,PLASTIC-PKG/4 | Hach
4660014 | 10.05 | 3% | 9.75 | CAP,TUBE,PLASTIC-PKG/4 | Hach
4660100 | 10.89 | 3% | 10.56 | CASE ASSY, HC-1 | Hach
4660200 | 15.35 | 3% | 14.89 | CASE ASSY, HC-2 | Hach
4660400 | 30.35 | 3% | 29.44 | CASE ASSY, HC-4 | Hach
4660500 | 38.49 | 3% | 37.34 | CASE ASSY, HC-5 | Hach
4660505 | 60.35 | 3% | 58.54 | CASE ASSY, TEST KIT GENERIC | Hach
4660700 | 52.89 | 3% | 51.3 | si CASE ASSY, HC-7 | Hach
4660800 | 137 | 3% | 132.89 | si CASE ASSY, HC-8 | Hach
4664588 | 6.75 | 3% | 6.55 | INSTRUCTIONS, LAMP REPLACEMENT | Hach
4667100 | 24.49 | 3% | 23.76 | TRANSMITTAL, SS6/SE TURBIDIMETER | Hach
4668000 | 371 | 3% | 359.87 | si BUBBLE TRAP/ HEAD REGULATOR | Hach
4669212 | 2977 | 3% | 2887.69 | KIT, SSX AUTO FLUSH 120 VAC | Hach
4669222 | 2977 | 3% | 2887.69 | KIT, SSX AUTO FLUSH 220 VAC | Hach
4673900 | 17.65 | 3% | 17.12 | si ADAPTER, 1CM CELL POCKET COLOR. | Hach
4681300 | 23.89 | 3% | 23.17 | DIPSTICK, CYANURIC ACID MEASURE | Hach
4681400 | 28.79 | 3% | 27.93 | DIPSTICK, SULFATE MEASURE | Hach
4691588 | 1.79 | 3% | 1.74 | vv INSTRUCTION SHEET, HEAD PRESSURE | Hach
4696400 | 32.59 | 3% | 31.61 | CORD, POWER 18/3 10A-125V 6FT | Hach
4700000 | 2237 | 3% | 2169.89 | 2100N LAB TURB, EPA 1821 | Hach
4700002 | 2237 | 3% | 2169.89 | 2100N LAB TURB, EPA 1821 | Hach
4700060 | 1697 | 3% | 1646.09 | 2100N LAB TURB, INSTRUMENT ONLY | Hach
4700100 | 3724 | 3% | 3612.28 | 2100AN LAB TURB, EPA 180.1 | Hach
4700102 | 3724 | 3% | 3612.28 | 2100AN LAB TURB, EPA 180.1 | Hach
4700144 | 12.8 | 3% | 12.42 | CARD, QUICK REF 2100AN LAB TURB | Hach
4700150 | 10.1 | 3% | 9.8 | CARD, QUICK REF 2100AN, SPANISH | Hach
4700160 | 3088 | 3% | 2995.36 | 2100AN LAB TURB, INSTRUMENT ONLY | Hach
4707600 | 13.2 | 3% | 12.8 | CLOTH, OIL APPLICATION | Hach
4709000 | 32.7 | 3% | 31.72 | PRINT PAPER, 1 PKG OF 5 ROLLS | Hach
4709500 | 133 | 3% | 129.01 | KIT, FLOW CELL GLASS | Hach
4711044 | 9.69 | 3% | 9.4 | CARD, QUICK REF MODEL 471 COND. | GLI
4711600 | 22.75 | 3% | 22.07 | TRANSMITTAL, CONDUCTIVITY METER | GLI
4713288 | 12.89 | 3% | 12.5 | INSTRUCTION SHT, PH SENSOR | GLI
4713444 | 9.69 | 3% | 9.4 | CARD, QUICK REF MODEL 471 PH | GLI
4713488 | 39.45 | 3% | 38.27 | MANUAL, PH ANALYZER | Hach
4723589 | 2.35 | 3% | 2.28 | INSTRUCTION SHEET, COLORIMETER | Hach
4728E2T | 1046 | 3% | 1014.62 | FINISHED SNSR,CONVERTABLE | Orbisphere
4733600 | 8.85 | 3% | 8.58 | TOOL, STIR BAR REMOVER, CL17 | Hach
4743500 | 27.49 | 3% | 26.67 | TRANSMITTAL, SERIES 5000 | Hach
4743900 | 29.89 | 3% | 28.99 | CORD, POWER 1.00MM SQX3 COND 8FT | Hach
4744500 | 589 | 3% | 571.33 | KIT, FLOW VALVE MODULE 115 VOLT | Hach
4744502 | 599 | 3% | 581.03 | KIT, FLOW VALVE MODULE 230 VOLT | Hach
4744800 | 209 | 3% | 202.73 | KIT, FLOW CELL END CAPS | Hach
4744900 | 824 | 3% | 799.28 | KIT, MANUAL FLOW CELL | Hach
4745000 | 1179 | 3% | 1143.63 | KIT, AUTOMATED FLOW CELL, 115V | Hach
4745002 | 1194 | 3% | 1158.18 | KIT, AUTOMATED FLOW CELL, 230V | Hach
4751500 | 265 | 3% | 257.05 | CASE ASSY, DREL INSTRUMENT | Hach
4751800 | 217 | 3% | 210.49 | CASE ASSY, DREL INDUSTRIAL APP & RGT | Hach
4752200 | 217 | 3% | 210.49 | CASE ASSY, DREL BASIC APP & RGT | Hach
4754001 | 223 | 3% | 216.31 | ADD-A-TEST CASE ASSEMBLY | Hach
4754900 | 44.5 | 3% | 43.17 | si ASSY, STAND, HQ SERIES METER | Hach
4766100 | 21.05 | 5% | 20 | INSERT, FOAM, SMALL CUSTOM | Hach
4766300 | 32.65 | 5% | 31.02 | INSERT, FOAM, LARGE CUSTOM | Hach
4766400 | 58.19 | 3% | 56.44 | CASE ASSY, SMALL CUSTOM KIT | Hach
4766600 | 155 | 3% | 150.35 | CASE ASSY, LARGE CUSTOM KIT | Hach
4790000 | 2315 | 3% | 2245.55 | 2100N IS LAB TURB, ISO 7027 | Hach
4790002 | 2315 | 3% | 2245.55 | 2100N IS LAB TURB, ISO 7027 | Hach
4790044 | 13.2 | 3% | 12.8 | CARD, QUICK REF 2100NIS | Hach
4790051 | 10.1 | 3% | 9.8 | CARD, QUICK REF 2100NIS, FRENCH | Hach
4790052 | 10.1 | 3% | 9.8 | CARD, QUICK REF 2100NIS, GERMAN | Hach
4790100 | 3724 | 3% | 3612.28 | 2100AN IS LAB TURB, ISO 7027 | Hach
4790102 | 3724 | 3% | 3612.28 | 2100AN IS LAB TURB, ISO 7027 | Hach
4790144 | 10.1 | 3% | 9.8 | CARD, QUICK REF 2100ANIS LABTURB | Hach
4790151 | 10.1 | 3% | 9.8 | CARD, QUICK REF 2100ANIS, FRENCH | Hach
47949 | 56.09 | 5% | 53.29 | HARDWATER, 20GPG 500ML | Hach
4800033 | 21.7 | 3% | 21.05 | BINDER, DR4000, 2" RING | Hach
4800066 | 12 | 3% | 11.64 | DIVIDERS, DR4000 MANUAL | Hach
4801000 | 276 | 3% | 267.72 | KIT, ACCESSORY DR4000 | Hach
4810500 | 159 | 3% | 154.23 | ADAPTOR, 1 INCH CELL, CAROUSEL | Hach
4811500 | 181 | 3% | 175.57 | ADAPTOR, 1 CM CELL, CAROUSEL | Hach
4811800 | 245 | 3% | 237.65 | ADAPTOR, 10CM SINGLE CELL DR4000 | Hach
4812900 | 89.5 | 3% | 86.82 | CABLE ASSY, INSTR. TO COMPUTER | Hach
4818600 | 245 | 3% | 237.65 | ADAPTOR, 5CM SINGLE CELL DR4000 | Hach
4818700 | 71.5 | 3% | 69.36 | ADAPTOR, ACCUVAC SINGLE CELL | Hach
4818900 | 98.5 | 3% | 95.55 | ADAPTOR, TEST TUBE, 16MM | Hach
4819000 | 74.5 | 3% | 72.27 | ADAPTOR, 1 INCH CELL DR4000 | Hach
4822800 | 257 | 3% | 249.29 | SAMPLE CELL, 10MM QUARTZ PAIR | Hach
4825001 | 1310 | 3% | 1270.7 | ELECTRODE PKG, PROCESS PH FLAT | Hach
4827400 | 414 | 3% | 401.58 | ADAPTOR, COD CAROUSEL DR4000 | Hach
4827600 | 991 | 3% | 961.27 | ELECTRODE, INDUSTRIAL PROCESS PH | GLI
4830200 | 176 | 3% | 170.72 | FINAL ASSY, REPLACABLE FLUORIDE | Hach
4831288 | 104 | 3% | 100.88 | MANUAL, CL/PH POCKET COLORIMETER | Hach
4831604 | 25.25 | 3% | 24.49 | MANUAL, DR4000, SERVICE V2.0 | Hach-Lange
4840000 | 194 | 3% | 188.18 | REGULATOR MODULE, VOLTAGE, 5VDC | Hach
4841100 | 1074 | 3% | 1041.78 | ADAPTOR, SIPPER MICROCELL DR4000 | Hach
4844018 | 54.1 | 3% | 52.48 | MANUAL, INSTR, DR/800 CLRMTR | Hach
4844022 | 67.3 | 3% | 65.28 | MANUAL, PROC, DR/820 COLORIMETER | Hach
4844077 | 87.2 | 3% | 84.58 | DOCUMENTATION PKG-DR/820 CLRMTR | Hach
4844094 | 57.4 | 3% | 55.68 | MANUAL, INSTR, DR/800 CLRMTR FRENCH | Hach
4845022 | 161 | 3% | 156.17 | MANUAL, PROC, DR/850 COLORIMETER | Hach
4846018 | 50.8 | 3% | 49.28 | MANUAL, INSTR, DR/870 CLRMTR | Hach
4846022 | 68.4 | 3% | 66.35 | MANUAL, PROC, DR/870 COLORIMETER | Hach
4846400 | 23.3 | 3% | 22.6 | ADAPTER ASSY, COD DR/800 CLRMTR | Hach
4847022 | 90.5 | 3% | 87.79 | MANUAL, PROC, DR/890 COLORIMETER | Hach
4847077 | 97.1 | 3% | 94.19 | DOCUMENTATION PKG-DR/890 CLRMTR | Hach
4849000 | 292 | 3% | 283.24 | ADAPTER, DATA TRANSFER | Hach
4855110 | 22.55 | 3% | 21.87 | TRANSMITTAL, SS6/SE HEAT EXCHANG | Hach
4855200 | 23.89 | 3% | 23.17 | TRANSMITTAL, SAMPLE HEATER | Hach
4858400 | 72 | 3% | 69.84 | ADAPTOR, 1 CM SQUARE DR4000 | Hach
4858800 | 98.5 | 3% | 95.55 | ADAPTOR, MICROCELL 1CM DR4000 | Hach
4864302 | 16.4 | 3% | 15.91 | SAMPLE CELL W/CAP, 1CM/10ML PK/2 | Hach
4865 | 75 | 3% | 72.75 | mc OPTION,RAIN GAUGE | American Sigma
4866088 | 22.8 | 3% | 22.12 | ELECTRODE MANUAL, DOUBLE JCT REF | Hach
4867088 | 9.8 | 3% | 9.51 | MANUAL, SODIUM ELECTRODE | Hach
4868500 | 1939 | 3% | 1880.83 | SAMPLE HEATER 120VAC 50/60HZ (V2) | Hach
4868502 | 1939 | 3% | 1880.83 | SAMPLE HEATER 230VAC 50/60HZ (V2) | Hach
4872 | 1126 | 3% | 1092.22 | OPTION,MODEM,14.4 | American Sigma
4879900 | 53.99 | 3% | 52.37 | RACK, 1CM MICRO CUVETTE | Hach
4881 | 515 | 3% | 499.55 | OPTION,EXPANDED MEMORY | American Sigma
4883400 | 73.5 | 3% | 71.3 | FUNNEL, FLOW THRU ASSY NO LOGO | Hach
49200 | 3 | 3% | 2.91 | SPOON, MEASURING 0.05G | Hach
4926033 | 11.85 | 3% | 11.49 | BINDER, DREL/DR2010, 1", 7"X9" | Hach
4930022 | 92.59 | 3% | 89.81 | MANUAL, PROC., DR/2010 HACH | Hach
4930033 | 27.99 | 3% | 27.15 | BINDER, 7X9IN DR/2010 HACH | Hach
4933896 | 46.29 | 3% | 44.9 | MANUAL, DR/2010 PORTUGUESE INSTR | Hach
4943000 | 239 | 3% | 231.83 | CEL PORTABLE CARRYING CASE | Hach
4954089 | 46 | 3% | 44.62 | MANUAL, DR4000 OPTIONAL MODULES | Hach
4955000 | 194 | 3% | 188.18 | CABLE ASSY, 20 FT EXTENSION | Hach
4965900 | 13.25 | 3% | 12.85 | KIT, ACCESSORY, ORIFLO | Hach
4966000 | 145 | 3% | 140.65 | si ASSY, ORIFLO | Hach
4966500 | 562 | 3% | 545.14 | SOFTWARE, PKG HACHLINK 2000 V2.9 | Hach
4972388 | 14.3 | 3% | 13.87 | MANUAL, SILICA, LR POCKET CLRMTR | Hach
4972488 | 14.3 | 3% | 13.87 | MANUAL, CYANIDE POCKET CLRMTR | Hach
4972688 | 14.3 | 3% | 13.87 | MANUAL, SILVER POCKET CLRMTR | Hach
4972988 | 14.3 | 3% | 13.87 | MANUAL, SULFATE POCKET CLRMTR | Hach
4973077 | 15.6 | 3% | 15.13 | MANUAL, IMMUNOASSAY PKT CLRMTR | Hach
4973988 | 14.3 | 3% | 13.87 | MANUAL, NITRATE POCKET CLRMTR | Hach
4990088 | 23.89 | 3% | 23.17 | INSTRS, SAMPLE COLLECTION STA. | Hach
4H1135 | 188 | 3% | 182.36 | CONN,MALE,THERMOCOUPLE,3/ | Polymetron
4H1285 | 138 | 3% | 133.86 | CONN.MALE,THERMOCOUPLE,1/ | Polymetron
4H1316 | 5.79 | 3% | 5.62 | CLAMP,HOSE,7/16,NYLON | GLI
4P95-1001-00 | 1724 | 3% | 1672.28 | TOC PREFPACK,CRS,115V,LEVEL | Astro
4P95-1010-00 | 2183 | 3% | 2117.51 | TOC PREFPACK,CRS,115V,LAMP | Astro
4P95-1011-00 | 3919 | 3% | 3801.43 | TOC PREFPACK,CRS,115V,LAMP/LEVEL | Astro
4P95-1100-00 | 874 | 3% | 847.78 | TOC PREFPACK, CRS,115V,WIN | Astro
4P95-1101-00 | 2599 | 3% | 2521.03 | TOC PREFPACK,CRS,115V,WIN/LEVEL | Astro
4P95-1110-00 | 3058 | 3% | 2966.26 | TOC PREFPACK,CRS,115V,WIN/LAMP | Astro
4P95-1111-00 | 4761 | 3% | 4618.17 | TOC PREFPACK,CRS,115V,WIN/LAMP/LE | Astro
4P95-1300-00 | 0.9 | 3% | 0.87 | TOC PREFPACK,SS,115V,WIN | Astro
4P95-1301-00 | 1730 | 3% | 1678.1 | TOC PREFPACK,SS,115V,WIN/LEVEL | Astro
4P95-1310-00 | 2183 | 3% | 2117.51 | TOC PREFPACK,SS, 115V,WIN/LAMP | Astro
4P95-1311-00 | 3919 | 3% | 3801.43 | TOC PREFPACK,SS,115V.WIN/LAMP/LEVEL | Astro
4P95-2000-00 | 0.9 | 3% | 0.87 | TOC PREFPACK,CRS,230V | Astro
4P95-2001-00 | 1730 | 3% | 1678.1 | TOC PREFPACK,CRS,230V,LEVEL | Astro
4P95-2010-00 | 2183 | 3% | 2117.51 | TOC PREFPACK,CRS,230V,LAMP | Astro
4P95-2011-00 | 3919 | 3% | 3801.43 | TOC PREFPACK,CRS,230V,LAMP/LEVEL | Astro
4P95-2100-00 | 874 | 3% | 847.78 | TOC PREFPACK,CRS.230V,WIN | Astro
4P95-2101-00 | 2599 | 3% | 2521.03 | TOC PREFPACK,CRS.230V,WIN/LEVEL | Astro
4P95-2110-00 | 3058 | 3% | 2966.26 | TOC PREFPACK,CRS,230V,WIN/LAMP | Astro
4P95-2111-00 | 4761 | 3% | 4618.17 | TOC PREFPACK,CRS.230V,WIN/LAMP/LEVEL | Astro
4P95-2300-00 | 849 | 3% | 823.53 | TOC PREFPACK,SS,230V,WIN | Astro
4P95-2301-00 | 1730 | 3% | 1678.1 | TOC PREFPACK,SS,230V,WIN/LEVEL | Astro
4P95-2310-00 | 2183 | 3% | 2117.51 | TOC PREFPACK,SS,230V.WIN/LAMP | Astro
4P95-2311-00 | 3919 | 3% | 3801.43 | TOC PREFPACK,SS,230V,WIN/LAMP.LEVEL | Astro
5.TYG.24501 | 58.85 | 3% | 57.08 | TUBING, FOR 28300 | Orbisphere
5000TC-00-1-000 | 774 | 3% | 750.78 | Cond. Sensor, POLYPRO | GLI
5000TC-00-2-000 | 918 | 3% | 890.46 | Cond. Sensor, PVDF | GLI
5000TC-00-3-000 | 986 | 3% | 956.42 | Cond. Sensor, PEEK | GLI
5000TC-00-4-000 | 1053 | 3% | 1021.41 | Cond. Sensor, PFA Teflon | GLI
5000TC-00-5-000 | 882 | 3% | 855.54 | Cond. Sensor, Sanitary | GLI
5000TC-00-7-000 | 1155 | 3% | 1120.35 | Cond.Sensor,Sanitary PFA | GLI
5000TC-11-1-000 | 909 | 3% | 881.73 | Cond. Sensor & Hardware | GLI
5000TC-11-2-000 | 1043 | 3% | 1011.71 | Cond. Sensor & Hardware | GLI
5000TC-11-3-000 | 1111 | 3% | 1077.67 | Cond. Sensor & Hardware | GLI
5000TC-11-4-000 | 1176 | 3% | 1140.72 | Cond. Sensor & Hardware | GLI
5000TC-12-2-000 | 1294 | 3% | 1255.18 | Cond. Sensor & Hardware | GLI
5000TC-21-1-000 | 1438 | 3% | 1394.86 | Cond. Sensor & Hardware | GLI
5000TC-21-2-000 | 1578 | 3% | 1530.66 | Cond. Sensor & Hardware | GLI
5000TC-21-3-000 | 1691 | 3% | 1640.27 | Cond. Sensor & Hardware | GLI
5000TC-21-4-000 | 1704 | 3% | 1652.88 | Cond. Sensor & Hardware | GLI
5000TC-22-4-000 | 1551 | 3% | 1504.47 | Cond. Sensor & Adaptor | GLI
5000TC-23-0-000 | 308 | 3% | 298.76 | Cond. Hardware for Mtg. | GLI
5000TC-23-1-000 | 934 | 3% | 905.98 | Cond. Hardware for Mtg. | GLI
5000TC-23-3-000 | 1171 | 3% | 1135.87 | Cond. Sensor & Hardware | GLI
5000TC-24-1-000 | 889 | 3% | 862.33 | Cond. Sensor & Hardware | GLI
5000TC-24-4-000 | 1156 | 3% | 1121.32 | Cond. Sensor & Hardware | GLI
5000TC-25-2-000 | 1370 | 3% | 1328.9 | Cond. Sensor & Hardware | GLI
5000TC-25-4-000 | 1502 | 3% | 1456.94 | Cond. Sensor & Hardware | GLI
5000TC-31-5-000 | 1349 | 3% | 1308.53 | Cond. Sensor & Hardware | GLI
5000TC-31-7-000 | 1627 | 3% | 1578.19 | Cond. Sensor & Hardware | GLI
5000TC-41-4-000 | 2621 | 3% | 2542.37 | Cond. Sensor & Hardware | GLI
5000TC-42-0-000 | 703 | 3% | 681.91 | Cond. Hardware for Mtg. | GLI
5000TC-42-1-000 | 816 | 3% | 791.52 | Cond. Sensor & Hardware for Mtg. | GLI
5000TC-42-4-000 | 1604 | 3% | 1555.88 | Cond. Sensor & Hardware | GLI
5003000 | 491 | 3% | 476.27 | si SAFETY SHIELD, LAB BENCH 15 X 16 | Hach
5004000 | 623 | 3% | 604.31 | si SAFETY SHIELD, LAB BENCH 30 X 16 | Hach
50041H | 6.25 | 3% | 6.06 | BEAKER, LOW FORM 50ML | Hach
50042H | 6.65 | 3% | 6.45 | BEAKER, LOW FORM 100ML | Hach
50044H | 6.99 | 3% | 6.78 | BEAKER, LOW FORM 150ML | Hach
50046H | 7.29 | 3% | 7.07 | BEAKER, LOW FORM 250ML | Hach
50048 | 7.89 | 3% | 7.65 | BEAKER, LOW FORM 400ML | Hach
50052 | 8.15 | 3% | 7.91 | BEAKER, LOW FORM 600ML | Hach
50053 | 12.69 | 3% | 12.31 | BEAKER, LOW FORM 1000ML | Hach
50054 | 23.09 | 3% | 22.4 | BEAKER, LOW FORM 2000ML | Hach
50071H | 50.79 | 3% | 49.27 | BEAKER, LOW FORM 50ML PK/12 | Hach
50072H | 50.79 | 3% | 49.27 | BEAKER, LOW FORM 100ML PK/12 | Hach
50074 | 50.79 | 3% | 49.27 | BEAKER, LOW FORM 150ML PK/12 | Hach
50076H | 50.79 | 3% | 49.27 | BEAKER, LOW FORM 250ML PK/12 | Hach
50078 | 58.19 | 3% | 56.44 | BEAKER, LOW FORM 400ML PK/12 | Hach
5008110 | 4248 | 3% | 4120.56 | ff AUTOCAT 9000, 115V W/ACCESSORIES | Hach
50082 | 34.85 | 3% | 33.8 | BEAKER, LOW FORM 600ML PK/6 | Hach
5008210 | 431 | 3% | 418.07 | BURETTE STAND, 5ML RED/TUBING | Hach
5008230 | 101 | 3% | 97.97 | METAL ROD FOR TITRATION MGR, D=20MM | Hach
5008250 | 21.29 | 3% | 20.65 | BOTTLE STOPPER, FOR 500ML PAO SOLN | Hach
5008260 | 55.29 | 3% | 53.63 | STOPPER, TITR BTL W/DESICCANT&TUBING | Hach
5008280 | 3.19 | 3% | 3.09 | BAYONET ELECTRODE HEAD, COMP/SUPPORT | Hach
50083 | 62.45 | 3% | 60.58 | BEAKER, LOW FORM 1000ML PK/6 | Hach
50084 | 76.19 | 3% | 73.9 | BEAKER, LOW FORM 2000ML PK/4 | Hach
5008500 | 9.65 | 3% | 9.36 | STIR BAR, F/AUTOCAT 9000 | Hach
5008800 | 48.89 | 3% | 47.42 | BOTTLE HOLDER, FOR AUTOCAT 9000 | Hach
500-P2553.88 | 419 | 3% | 406.43 | LAMP KIT UV, 115V 60 HZ | Hach
5040100 | 148 | 5% | 140.6 | rr SENSOR PACK, HSE-Pb LEAD | Hach
5040200 | 148 | 5% | 140.6 | rr SENSOR PACK, HSE-Cu COPPER | Hach
5040500 | 64.85 | 5% | 61.61 | PACK, NEUTRALIZATION, HSA-1000 | Hach
50444 | 17.45 | 3% | 16.93 | BURET TEE | Hach
50445 | 23.39 | 3% | 22.69 | BULB & TUBE | Hach
50449 | 4.65 | 3% | 4.51 | STOPPER, RBR 2-HOLE F/22614 25ML | Hach
50450 | 3.25 | 3% | 3.15 | STOPPER, RBR 2-HOLE | Hach
5050000 | 1379 | 3% | 1337.63 | rr SCANNING ANALYZER, SA-1100 FOR Pb | Hach
5050100 | 108 | 5% | 102.6 | rr SENSOR PACK, HSE-Pb LEAD | Hach
50540 | 6.65 | 3% | 6.45 | FLASK, ERLENMEYER 25ML | Hach
50541 | 7.29 | 3% | 7.07 | FLASK, ERLENMEYER 50 ML | Hach
50543 | 6.99 | 3% | 6.78 | FLASK, ERLENMEYER 125ML | Hach
50546 | 7.29 | 3% | 7.07 | FLASK, ERLENMEYER 250ML | Hach
50547 | 7.89 | 3% | 7.65 | FLASK, ERLENMEYER 300ML | Hach
50549 | 8.59 | 3% | 8.33 | FLASK, ERLENMEYER 500ML | Hach
50553 | 12.05 | 3% | 11.69 | FLASK, ERLENMEYER 1000ML | Hach
50554 | 20.29 | 3% | 19.68 | FLASK, ERLENMEYER 2000ML | Hach
50571 | 56.09 | 3% | 54.41 | FLASK, ERLENMEYER 50ML PK/12 | Hach
50573 | 56.09 | 3% | 54.41 | FLASK, ERLENMEYER 125ML PK/12 | Hach
50576 | 61.35 | 3% | 59.51 | FLASK, ERLENMEYER 250ML PK/12 | Hach
50651 | 13.69 | 3% | 13.28 | FILTER PAPER, 4.25CM DIA PK/100 | Hach
50652 | 14.55 | 3% | 14.11 | FILTER PAPER, 5.5CM DIA PK/100 | Hach
50653 | 14.89 | 3% | 14.44 | FILTER PAPER, 7CM DIA PK/100 | Hach
50655 | 15.55 | 3% | 15.08 | FILTER PAPER, 9CM DIA PK/100 | Hach
50656 | 15.95 | 3% | 15.47 | FILTER PAPER, 11CM DIA PK/100 | Hach
50657 | 18.25 | 3% | 17.7 | FILTER PAPER, 12.5CM DIA PK/100 | Hach
50658 | 24.15 | 3% | 23.43 | FILTER PAPER, 15CM DIA PK/100 | Hach
50659 | 34.15 | 3% | 33.13 | FILTER PAPER, 18.5CM DIA PK/100 | Hach
50837 | 22.85 | 3% | 22.16 | CYLINDER, GRADUATED 5ML TD WHITE | Hach
50838 | 20.29 | 3% | 19.68 | CYLINDER, GRADUATED 10ML TD WHITE | Hach
50840 | 20.95 | 3% | 20.32 | CYLINDER, GRADUATED 25ML TC WHITE | Hach
50841 | 20.95 | 3% | 20.32 | CYLINDER, GRADUATED 50ML TC WHITE | Hach
50842 | 24.55 | 3% | 23.81 | CYLINDER, GRADUATED 100ML TC WHITE | Hach
50846 | 35.15 | 3% | 34.1 | CYLINDER, GRADUATED 250ML TC WHITE | Hach
50849 | 50.79 | 3% | 49.27 | CYLINDER, GRADUATED 500ML TC WHITE | Hach
50853 | 69.89 | 3% | 67.79 | CYLINDER, GRADUATED 1000ML TC WHITE | Hach
510/A00/P1C0P00K | 10839 | 3% | 10513.83 | Orbisphere 510 oxygen (EC) instrument, panel mount, 100-240 VAC, three 0/4-20mA analog outputs, RS485, external pressure input, Korean software version | Orbisphere
510/A00/P1C1P00K | 10906 | 3% | 10578.82 | Orbisphere 510 oxygen (EC) instrument, panel mount, 100-240 VAC, three 0/4-20mA analog outputs, Profibus / RS485, external pressure input, Korean software version | Orbisphere
510/A00/P2C0P00K | 10544 | 3% | 10227.68 | Orbisphere 510 oxygen (EC) instrument, panel mount, 10-36 VDC, three 0/4-20mA analog outputs, RS485, external pressure input, Korean software version | Orbisphere
510/A00/P2C1P00K | 10906 | 3% | 10578.82 | Orbisphere 510 oxygen (EC) instrument, panel mount, 10-36 VDC, three 0/4-20mA analog outputs, Profibus / RS4855, external pressure input, Korean software version | Orbisphere
510/A00/T1C0P00K | 10964 | 3% | 10635.08 | Orbisphere 510 oxygen (EC) instrument, portable, 100-240 VAC, three 0/4-20mA analog outputs, RS485, external pressure input, Korean software version | Orbisphere
510/A00/T1V0P00K | 10666 | 3% | 10346.02 | Orbisphere 510 oxygen (EC) instrument, portable, 100-240 VAC, three 0-5V analog outputs, RS485, external pressure input, Korean software version | Orbisphere
510/A00/T3C0P00K | 10906 | 3% | 10578.82 | Orbisphere 510 oxygen (EC) instrument, portable, 100-240 VAC, with batteries, three 0/4-20mA analog outputs, RS485, external pressure input, Korean software version | Orbisphere
510/A00/T3V0P00K | 10906 | 3% | 10578.82 | Orbisphere 510 oxygen (EC) instrument, portable, 100-240 VAC, with batteries, three 0-5V analog outputs, RS485, external pressure input, Korean software version | Orbisphere
510/A00/W1C0P00K | 11271 | 3% | 10932.87 | Orbisphere 510 oxygen (EC) instrument, wall mount, 100-240 VAC, three 0/4-20mA analog outputs, RS485, external pressure input, Korean software version | Orbisphere
510/A00/W1C1P00K | 11634 | 3% | 11284.98 | Orbisphere 510 oxygen (EC) instrument, wall mount, 100-240 VAC, three 0/4-20mA analog outputs, Profibus / RS485, external pressure input, Korean software version | Orbisphere
510/A00/W2C0P00K | 11271 | 3% | 10932.87 | Orbisphere 510 oxygen (EC) instrument, wall mount, 10-36 VDC, three 0/4-20mA analog outputs, RS485, external pressure input, Korean software version | Orbisphere
510/A00/W2C1P00K | 11634 | 3% | 11284.98 | Orbisphere 510 oxygen (EC) instrument, wall mount, 10-36 VDC, three 0/4-20mA analog outputs, Profibus / RS485, external pressure input, Korean software version | Orbisphere
510/AA0/P1C0P00K | 15197 | 3% | 14741.09 | Orbisphere 510, O2 (EC) O2 (EC) , panel mount, 100-240 VAC, three 0/4-20 mA analog outputs by channel, RS485, external pressure input, Korean software version | Orbisphere
510/AA0/P1C1P00K | 15146 | 3% | 14691.62 | Orbisphere 510, O2 (EC) O2 (EC) , panel mount, 100-240 VAC, three 0/4-20 mA analog outputs by channel, Profibus / RS485, external pressure input, Korean software version | Orbisphere
510/AA0/P2C0P00K | 14783 | 3% | 14339.51 | Orbisphere 510, O2 (EC) O2 (EC) , panel mount, 10-36 VDC, three 0/4-20 mA analog outputs by channel, RS485, external pressure input, Korean software version | Orbisphere
510/AA0/P2C1P00K | 15146 | 3% | 14691.62 | Orbisphere 510, O2 (EC) O2 (EC) , panel mount, 10-36 VDC, three 0/4-20 mA analog outputs by channel, Profibus / RS485, external pressure input, Korean software version | Orbisphere
510/AA0/T1C0P00K | 14904 | 3% | 14456.88 | Orbisphere 510, O2 (EC) O2 (EC) , portable, 100-240 VAC, three 0/4-20 mA analog outputs by channel, RS485, external pressure input, Korean software version | Orbisphere
510/AA0/T1V0P00K | 14904 | 3% | 14456.88 | Orbisphere 510, O2 (EC) O2 (EC) , portable, 100-240 VAC, three 0-5 V analog outputs by channel, RS485, external pressure input, Korean software version | Orbisphere
510/AA0/T3C0P00K | 15146 | 3% | 14691.62 | Orbisphere 510, O2 (EC) O2 (EC) , portable, 100-240 VAC, with batteries, three 0/4-20 mA analog outputs by channel, RS485, external pressure input, Korean software version | Orbisphere
510/AA0/T3V0P00K | 15146 | 3% | 14691.62 | Orbisphere 510, O2 (EC) O2 (EC) , portable, 100-240 VAC, with batteries, three 0-5 V analog outputs by channel, RS485, external pressure input, Korean software version | Orbisphere
510/AA0/W1C0P00K | 15512 | 3% | 15046.64 | Orbisphere 510, O2 (EC) O2 (EC) , wall mount, 100-240 VAC, three 0/4-20 mA analog outputs by channel, RS485, external pressure input, Korean software version | Orbisphere
510/AA0/W1C1P00K | 15875 | 3% | 15398.75 | Orbisphere 510, O2 (EC) O2 (EC) , wall mount, 100-240 VAC, three 0/4-20 mA analog outputs by channel, Profibus / RS485, external pressure input, Korean software version | Orbisphere
510/AA0/W2C0P00K | 15512 | 3% | 15046.64 | Orbisphere 510, O2 (EC) O2 (EC) , wall mount, 10-36 VDC, three 0/4-20 mA analog outputs by channel, RS485, external pressure input, Korean software version | Orbisphere
510/AA0/W2C1P00K | 15875 | 3% | 15398.75 | Orbisphere 510, O2 (EC) O2 (EC) , wall mount, 10-36 VDC, three 0/4-20 mA analog outputs by channel, Profibus / RS485, external pressure input, Korean software version | Orbisphere
510/AAA/P1C0P00K | 19023 | 3% | 18452.31 | Orbisphere 510, O2 (EC) O2 (EC) O2 (EC), panel mount, 100-240 VAC, three 0/4-20 mA analog outputs by channel, RS485, external pressure input, Korean software version | Orbisphere
510/AAA/P1C1P00K | 19932 | 3% | 19334.04 | Orbisphere 510, O2 (EC) O2 (EC) O2 (EC), panel mount, 100-240 VAC, three 0/4-20 mA analog outputs by channel, Profibus / RS485, external pressure input, Korean software version | Orbisphere
510/AAA/P2C0P00K | 19023 | 3% | 18452.31 | Orbisphere 510, O2 (EC) O2 (EC) O2 (EC), panel mount, 10-36 VDC, three 0/4-20 mA analog outputs by channel, RS485, external pressure input, Korean software version | Orbisphere
510/AAA/P2C1P00K | 19388 | 3% | 18806.36 | Orbisphere 510, O2 (EC) O2 (EC) O2 (EC), panel mount, 10-36 VDC, three 0/4-20 mA analog outputs by channel, Profibus / RS485, external pressure input, Korean software version | Orbisphere
510/AAA/T1C0P00K | 19145 | 3% | 18570.65 | Orbisphere 510, O2 (EC) O2 (EC) O2 (EC), portable, 100-240 VAC, three 0/4-20 mA analog outputs by channel, RS485, external pressure input, Korean software version | Orbisphere
510/AAA/T1V0P00K | 19145 | 3% | 18570.65 | Orbisphere 510, O2 (EC) O2 (EC) O2 (EC), portable, 100-240 VAC, three 0-5 V analog outputs by channel, RS485, external pressure input, Korean software version | Orbisphere
510/AAA/T3C0P00K | 19388 | 3% | 18806.36 | Orbisphere 510, O2 (EC) O2 (EC) O2 (EC), portable, 100-240 VAC, with batteries, three 0/4-20 mA analog outputs by channel, RS485, external pressure input, Korean software version | Orbisphere
510/AAA/T3V0P00K | 19388 | 3% | 18806.36 | Orbisphere 510, O2 (EC) O2 (EC) O2 (EC), portable, 100-240 VAC, with batteries, three 0-5 V analog outputs by channel, RS485, external pressure input, Korean software version | Orbisphere
510/AAA/W1C0P00K | 19752 | 3% | 19159.44 | Orbisphere 510, O2 (EC) O2 (EC) O2 (EC), wall mount, 100-240 VAC, three 0/4-20 mA analog outputs by channel, RS485, external pressure input, Korean software version | Orbisphere
510/AAA/W1C1P00K | 20113 | 3% | 19509.61 | Orbisphere 510, O2 (EC) O2 (EC) O2 (EC), wall mount, 100-240 VAC, three 0/4-20 mA analog outputs by channel, Profibus / RS485, external pressure input, Korean software version | Orbisphere
510/AAA/W2C0P00K | 19752 | 3% | 19159.44 | Orbisphere 510, O2 (EC) O2 (EC) O2 (EC), wall mount, 10-36 VDC, three 0/4-20 mA analog outputs by channel, RS485, external pressure input, Korean software version | Orbisphere
510/AAA/W2C1P00K | 20113 | 3% | 19509.61 | Orbisphere 510, O2 (EC) O2 (EC) O2 (EC), wall mount, 10-36 VDC, three 0/4-20 mA analog outputs by channel, Profibus / RS485, external pressure input, Korean software version | Orbisphere
510/AAB/P1C0P00K | 19685 | 3% | 19094.45 | Orbisphere 510, O2 (EC) O2 (EC) H2 (EC), panel mount, 100-240 VAC, three 0/4-20 mA analog outputs by channel, RS485, external pressure input, Korean software version | Orbisphere
510/AAB/P1C1P00K | 20064 | 3% | 19462.08 | Orbisphere 510, O2 (EC) O2 (EC) H2 (EC), panel mount, 100-240 VAC, three 0/4-20 mA analog outputs by channel, Profibus / RS485, external pressure input, Korean software version | Orbisphere
510/AAB/P2C0P00K | 19685 | 3% | 19094.45 | Orbisphere 510, O2 (EC) O2 (EC) H2 (EC), panel mount, 10-36 VDC, three 0/4-20 mA analog outputs by channel, RS485, external pressure input, Korean software version | Orbisphere
510/AAB/P2C1P00K | 20064 | 3% | 19462.08 | Orbisphere 510, O2 (EC) O2 (EC) H2 (EC), panel mount, 10-36 VDC, three 0/4-20 mA analog outputs by channel, Profibus / RS485, external pressure input, Korean software version | Orbisphere
510/AAB/T1C0P00K | 19812 | 3% | 19217.64 | Orbisphere 510, O2 (EC) O2 (EC) H2 (EC), portable, 100-240 VAC, three 0/4-20 mA analog outputs by channel, RS485, external pressure input, Korean software version | Orbisphere
510/AAB/T1V0P00K | 19812 | 3% | 19217.64 | Orbisphere 510, O2 (EC) O2 (EC) H2 (EC), portable, 100-240 VAC, three 0-5 V analog outputs by channel, RS485, external pressure input, Korean software version | Orbisphere
510/AAB/T3C0P00K | 20064 | 3% | 19462.08 | Orbisphere 510, O2 (EC) O2 (EC) H2 (EC), portable, 100-240 VAC, with batteries, three 0/4-20 mA analog outputs by channel, RS485, external pressure input, Korean software version | Orbisphere
510/AAB/T3V0P00K | 20064 | 3% | 19462.08 | Orbisphere 510, O2 (EC) O2 (EC) H2 (EC), portable, 100-240 VAC, with batteries, three 0-5 V analog outputs by channel, RS485, external pressure input, Korean software version | Orbisphere
510/AAB/W1C0P00K | 20440 | 3% | 19826.8 | Orbisphere 510, O2 (EC) O2 (EC) H2 (EC), wall mount, 100-240 VAC, three 0/4-20 mA analog outputs by channel, RS485, external pressure input, Korean software version | Orbisphere
510/AAB/W1C1P00K | 20813 | 3% | 20188.61 | Orbisphere 510, O2 (EC) O2 (EC) H2 (EC), wall mount, 100-240 VAC, three 0/4-20 mA analog outputs by channel, Profibus / RS485, external pressure input, Korean software version | Orbisphere
510/AAB/W2C0P00K | 20440 | 3% | 19826.8 | Orbisphere 510, O2 (EC) O2 (EC) H2 (EC), wall mount, 10-36 VDC, three 0/4-20 mA analog outputs by channel, RS485, external pressure input, Korean software version | Orbisphere
510/AAB/W2C1P00K | 20813 | 3% | 20188.61 | Orbisphere 510, O2 (EC) O2 (EC) H2 (EC), wall mount, 10-36 VDC, three 0/4-20 mA analog outputs by channel, Profibus / RS485, external pressure input, Korean software version | Orbisphere
510/AB0/P1C0P00K | 15298 | 3% | 14839.06 | Orbisphere 510, O2 (EC) H2 (EC) , panel mount, 100-240 VAC, three 0/4-20 mA analog outputs by channel, RS485, external pressure input, Korean software version | Orbisphere
510/AB0/P1C1P00K | 15672 | 3% | 15201.84 | Orbisphere 510, O2 (EC) H2 (EC) , panel mount, 100-240 VAC, three 0/4-20 mA analog outputs by channel, Profibus / RS485, external pressure input, Korean software version | Orbisphere
510/AB0/P2C0P00K | 15298 | 3% | 14839.06 | Orbisphere 510, O2 (EC) H2 (EC) , panel mount, 10-36 VDC, three 0/4-20 mA analog outputs by channel, RS485, external pressure input, Korean software version | Orbisphere
510/AB0/P2C1P00K | 15672 | 3% | 15201.84 | Orbisphere 510, O2 (EC) H2 (EC) , panel mount, 10-36 VDC, three 0/4-20 mA analog outputs by channel, Profibus / RS485, external pressure input, Korean software version | Orbisphere
510/AB0/T1C0P00K | 15422 | 3% | 14959.34 | Orbisphere 510, O2 (EC) H2 (EC) , portable, 100-240 VAC, three 0/4-20 mA analog outputs by channel, RS485, external pressure input, Korean software version | Orbisphere
510/AB0/T1V0P00K | 15422 | 3% | 14959.34 | Orbisphere 510, O2 (EC) H2 (EC) , portable, 100-240 VAC, three 0-5 V analog outputs by channel, RS485, external pressure input, Korean software version | Orbisphere
510/AB0/T3C0P00K | 15672 | 3% | 15201.84 | Orbisphere 510, O2 (EC) H2 (EC) , portable, 100-240 VAC, with batteries, three 0/4-20 mA analog outputs by channel, RS485, external pressure input, Korean software version | Orbisphere
510/AB0/T3V0P00K | 15672 | 3% | 15201.84 | Orbisphere 510, O2 (EC) H2 (EC) , portable, 100-240 VAC, with batteries, three 0-5 V analog outputs by channel, RS485, external pressure input, Korean software version | Orbisphere
510/AB0/W1C0P00K | 16050 | 3% | 15568.5 | Orbisphere 510, O2 (EC) H2 (EC) , wall mount, 100-240 VAC, three 0/4-20 mA analog outputs by channel, RS485, external pressure input, Korean software version | Orbisphere
510/AB0/W1C1P00K | 16427 | 3% | 15934.19 | Orbisphere 510, O2 (EC) H2 (EC) , wall mount, 100-240 VAC, three 0/4-20 mA analog outputs by channel, Profibus / RS485, external pressure input, Korean software version | Orbisphere
510/AB0/W2C0P00K | 16050 | 3% | 15568.5 | Orbisphere 510, O2 (EC) H2 (EC) , wall mount, 10-36 VDC, three 0/4-20 mA analog outputs by channel, RS485, external pressure input, Korean software version | Orbisphere
510/AB0/W2C1P00K | 16427 | 3% | 15934.19 | Orbisphere 510, O2 (EC) H2 (EC) , wall mount, 10-36 VDC, three 0/4-20 mA analog outputs by channel, Profibus / RS485, external pressure input, Korean software version | Orbisphere
510/ABB/P1C0P00K | 19685 | 3% | 19094.45 | Orbisphere 510, O2 (EC) H2 (EC) H2 (EC), panel mount, 100-240 VAC, three 0/4-20 mA analog outputs by channel, RS485, external pressure input, Korean software version | Orbisphere
510/ABB/P1C1P00K | 20064 | 3% | 19462.08 | Orbisphere 510, O2 (EC) H2 (EC) H2 (EC), panel mount, 100-240 VAC, three 0/4-20 mA analog outputs by channel, Profibus / RS485, external pressure input, Korean software version | Orbisphere
510/ABB/P2C0P00K | 19685 | 3% | 19094.45 | Orbisphere 510, O2 (EC) H2 (EC) H2 (EC), panel mount, 10-36 VDC, three 0/4-20 mA analog outputs by channel, RS485, external pressure input, Korean software version | Orbisphere
510/ABB/P2C1P00K | 20064 | 3% | 19462.08 | Orbisphere 510, O2 (EC) H2 (EC) H2 (EC), panel mount, 10-36 VDC, three 0/4-20 mA analog outputs by channel, Profibus / RS485, external pressure input, Korean software version | Orbisphere
510/ABB/T1C0P00K | 19812 | 3% | 19217.64 | Orbisphere 510, O2 (EC) H2 (EC) H2 (EC), portable, 100-240 VAC, three 0/4-20 mA analog outputs by channel, RS485, external pressure input, Korean software version | Orbisphere
510/ABB/T1V0P00K | 19812 | 3% | 19217.64 | Orbisphere 510, O2 (EC) H2 (EC) H2 (EC), portable, 100-240 VAC, three 0-5 V analog outputs by channel, RS485, external pressure input, Korean software version | Orbisphere
510/ABB/T3C0P00K | 20064 | 3% | 19462.08 | Orbisphere 510, O2 (EC) H2 (EC) H2 (EC), portable, 100-240 VAC, with batteries, three 0/4-20 mA analog outputs by channel, RS485, external pressure input, Korean software version | Orbisphere
510/ABB/T3V0P00K | 20064 | 3% | 19462.08 | Orbisphere 510, O2 (EC) H2 (EC) H2 (EC), portable, 100-240 VAC, with batteries, three 0-5 V analog outputs by channel, RS485, external pressure input, Korean software version | Orbisphere
510/ABB/W1C0P00K | 20440 | 3% | 19826.8 | Orbisphere 510, O2 (EC) H2 (EC) H2 (EC), wall mount, 100-240 VAC, three 0/4-20 mA analog outputs by channel, RS485, external pressure input, Korean software version | Orbisphere
510/ABB/W1C1P00K | 20813 | 3% | 20188.61 | Orbisphere 510, O2 (EC) H2 (EC) H2 (EC), wall mount, 100-240 VAC, three 0/4-20 mA analog outputs by channel, Profibus / RS485, external pressure input, Korean software version | Orbisphere
510/ABB/W2C0P00K | 20440 | 3% | 19826.8 | Orbisphere 510, O2 (EC) H2 (EC) H2 (EC), wall mount, 10-36 VDC, three 0/4-20 mA analog outputs by channel, RS485, external pressure input, Korean software version | Orbisphere
510/ABB/W2C1P00K | 20813 | 3% | 20188.61 | Orbisphere 510, O2 (EC) H2 (EC) H2 (EC), wall mount, 10-36 VDC, three 0/4-20 mA analog outputs by channel, Profibus / RS485, external pressure input, Korean software version | Orbisphere
510/AD0/P1C0P000 | 14311 | 3% | 13881.67 | Orbisphere 510, O2 (EC) CO2 (TC) , panel mount, 100-240 VAC, three 0/4-20 mA analog outputs by channel, RS485, external pressure input | Orbisphere
510/AD0/P1C0P00K | 14311 | 3% | 13881.67 | Orbisphere 510, O2 (EC) CO2 (TC) , panel mount, 100-240 VAC, three 0/4-20 mA analog outputs by channel, RS485, external pressure input, Korean software version | Orbisphere
510/AD0/P1C1P000 | 15072 | 3% | 14619.84 | Orbisphere 510, O2 (EC) CO2 (TC) , panel mount, 100-240 VAC, three 0/4-20 mA analog outputs by channel, Profibus / RS485, external pressure input | Orbisphere
510/AD0/P1C1P00K | 14661 | 3% | 14221.17 | Orbisphere 510, O2 (EC) CO2 (TC) , panel mount, 100-240 VAC, three 0/4-20 mA analog outputs by channel, Profibus / RS485, external pressure input, Korean software version | Orbisphere
510/AD0/P2C0P000 | 14711 | 3% | 14269.67 | Orbisphere 510, O2 (EC) CO2 (TC) , panel mount, 10-36 VDC, three 0/4-20 mA analog outputs by channel, RS485, external pressure input | Orbisphere
510/AD0/P2C0P00K | 14311 | 3% | 13881.67 | Orbisphere 510, O2 (EC) CO2 (TC) , panel mount, 10-36 VDC, three 0/4-20 mA analog outputs by channel, RS485, external pressure input, Korean software version | Orbisphere
510/AD0/P2C1P000 | 14661 | 3% | 14221.17 | Orbisphere 510, O2 (EC) CO2 (TC) , panel mount, 10-36 VDC, three 0/4-20 mA analog outputs by channel, Profibus / RS485, external pressure input | Orbisphere
510/AD0/P2C1P00K | 14661 | 3% | 14221.17 | Orbisphere 510, O2 (EC) CO2 (TC) , panel mount, 10-36 VDC, three 0/4-20 mA analog outputs by channel, Profibus / RS485, external pressure input, Korean software version | Orbisphere
510/AD0/T1C0P000 | 14427 | 3% | 13994.19 | Orbisphere 510, O2 (EC) CO2 (TC) , portable, 100-240 VAC, three 0/4-20 mA analog outputs by channel, RS485, external pressure input | Orbisphere
510/AD0/T1C0P00K | 14427 | 3% | 13994.19 | Orbisphere 510, O2 (EC) CO2 (TC) , portable, 100-240 VAC, three 0/4-20 mA analog outputs by channel, RS485, external pressure input, Korean software version | Orbisphere
510/AD0/T1V0P000 | 14427 | 3% | 13994.19 | Orbisphere 510, O2 (EC) CO2 (TC) , portable, 100-240 VAC, three 0-5 V analog outputs by channel, RS485, external pressure input | Orbisphere
510/AD0/T1V0P00K | 14427 | 3% | 13994.19 | Orbisphere 510, O2 (EC) CO2 (TC) , portable, 100-240 VAC, three 0-5 V analog outputs by channel, RS485, external pressure input, Korean software version | Orbisphere
510/AD0/T3C0P00K | 14661 | 3% | 14221.17 | Orbisphere 510, O2 (EC) CO2 (TC) , portable, 100-240 VAC, with batteries, three 0/4-20 mA analog outputs by channel, RS485, external pressure input, Korean software version | Orbisphere
510/AD0/T3V0P000 | 14661 | 3% | 14221.17 | Orbisphere 510, O2 (EC) CO2 (TC) , portable, 100-240 VAC, with batteries, three 0-5 V analog outputs by channel, RS485, external pressure input | Orbisphere
510/AD0/T3V0P00K | 14661 | 3% | 14221.17 | Orbisphere 510, O2 (EC) CO2 (TC) , portable, 100-240 VAC, with batteries, three 0-5 V analog outputs by channel, RS485, external pressure input, Korean software version | Orbisphere
510/AD0/W1C0P00K | 15015 | 3% | 14564.55 | Orbisphere 510, O2 (EC) CO2 (TC) , wall mount, 100-240 VAC, three 0/4-20 mA analog outputs by channel, RS485, external pressure input, Korean software version | Orbisphere
510/AD0/W1C1P000 | 15366 | 3% | 14905.02 | Orbisphere 510, O2 (EC) CO2 (TC) , wall mount, 100-240 VAC, three 0/4-20 mA analog outputs by channel, Profibus / RS485, external pressure input | Orbisphere
510/AD0/W1C1P00K | 15366 | 3% | 14905.02 | Orbisphere 510, O2 (EC) CO2 (TC) , wall mount, 100-240 VAC, three 0/4-20 mA analog outputs by channel, Profibus / RS485, external pressure input, Korean software version | Orbisphere
510/AD0/W2C0P000 | 15436 | 3% | 14972.92 | Orbisphere 510, O2 (EC) CO2 (TC) , wall mount, 10-36 VDC, three 0/4-20 mA analog outputs by channel, RS485, external pressure input | Orbisphere
510/AD0/W2C0P00K | 15015 | 3% | 14564.55 | Orbisphere 510, O2 (EC) CO2 (TC) , wall mount, 10-36 VDC, three 0/4-20 mA analog outputs by channel, RS485, external pressure input, Korean software version | Orbisphere
510/AD0/W2C1P000 | 15366 | 3% | 14905.02 | Orbisphere 510, O2 (EC) CO2 (TC) , wall mount, 10-36 VDC, three 0/4-20 mA analog outputs by channel, Profibus / RS485, external pressure input | Orbisphere
510/AD0/W2C1P00K | 15366 | 3% | 14905.02 | Orbisphere 510, O2 (EC) CO2 (TC) , wall mount, 10-36 VDC, three 0/4-20 mA analog outputs by channel, Profibus / RS485, external pressure input, Korean software version | Orbisphere
510/B00/P1C0P00K | 11217 | 3% | 10880.49 | Orbisphere 510 hydrogen (EC) instrument, panel mount, 100-240 VAC, three 0/4-20mA analog outputs, RS485, external pressure input, Korean software version | Orbisphere
510/B00/P1C1P00K | 11286 | 3% | 10947.42 | Orbisphere 510 hydrogen (EC) instrument, panel mount, 100-240 VAC, three 0/4-20mA analog outputs, Profibus / RS485, external pressure input, Korean software version | Orbisphere
510/B00/P2C0P00K | 10910 | 3% | 10582.7 | Orbisphere 510 hydrogen (EC) instrument, panel mount, 10-36 VDC, three 0/4-20mA analog outputs, RS485, external pressure input, Korean software version | Orbisphere
510/B00/P2C1P00K | 11286 | 3% | 10947.42 | Orbisphere 510 hydrogen (EC) instrument, panel mount, 10-36 VDC, three 0/4-20mA analog outputs, Profibus / RS485, external pressure input, Korean software version | Orbisphere
510/B00/T1C0P00K | 11036 | 3% | 10704.92 | Orbisphere 510 hydrogen (EC) instrument, portable, 100-240 VAC, three 0/4-20mA analog outputs, RS485, external pressure input, Korean software version | Orbisphere
510/B00/T1C0P-AR | 13694 | 3% | 13283.18 | Orbisphere 510 hydrogen (EC) instrument, portable, 85-264 VAC, 3x 0/4-20mA analog outputs, 1x RS485, external pressure input | Orbisphere
510/B00/T1V0P00K | 11036 | 3% | 10704.92 | Orbisphere 510 hydrogen (EC) instrument, portable, 100-240 VAC, three 0-5V analog outputs, RS485, external pressure input, Korean software version | Orbisphere
510/B00/T3C0P00K | 11286 | 3% | 10947.42 | Orbisphere 510 hydrogen (EC) instrument, portable, 100-240 VAC, with batteries, three 0/4-20mA analog outputs, RS485, external pressure input, Korean software version | Orbisphere
510/B00/T3V0P00K | 11286 | 3% | 10947.42 | Orbisphere 510 hydrogen (EC) instrument, portable, 100-240 VAC, with batteries, three 0-5V analog outputs, RS485, external pressure input, Korean software version | Orbisphere
510/B00/W1C0P00K | 11989 | 3% | 11629.33 | Orbisphere 510 hydrogen (EC) instrument, wall mount, 100-240 VAC, three 0/4-20mA analog outputs, RS485, external pressure input, Korean software version | Orbisphere
510/B00/W1C1P00K | 12039 | 3% | 11677.83 | Orbisphere 510 hydrogen (EC) instrument, wall mount, 100-240 VAC, three 0/4-20mA analog outputs, Profibus / RS485, external pressure input, Korean software version | Orbisphere
510/B00/W2C0P00K | 11664 | 3% | 11314.08 | Orbisphere 510 hydrogen (EC) instrument, wall mount, 10-36 VDC, three 0/4-20mA analog outputs, RS485, external pressure input, Korean software version | Orbisphere
510/B00/W2C1P00K | 12039 | 3% | 11677.83 | Orbisphere 510 hydrogen (EC) instrument, wall mount, 10-36 VDC, three 0/4-20mA analog outputs, Profibus / RS485, external pressure input, Korean software version | Orbisphere
510/C00/P1C0P00K | 10513 | 3% | 10197.61 | Orbisphere 510 ozone (EC) instrument, panel mount, 100-240 VAC, three 0/4-20mA analog outputs, RS485, external pressure input, Korean software version | Orbisphere
510/C00/P1C1P00K | 10875 | 3% | 10548.75 | Orbisphere 510 ozone (EC) instrument, panel mount, 100-240 VAC, three 0/4-20mA analog outputs, Profibus / RS485, external pressure input, Korean software version | Orbisphere
510/C00/P2C0P00K | 10513 | 3% | 10197.61 | Orbisphere 510 ozone (EC) instrument, panel mount, 10-36 VDC, three 0/4-20mA analog outputs, RS485, external pressure input, Korean software version | Orbisphere
510/C00/P2C10P000 | 12247 | 3% | 11879.59 | Instrument, Ozone, panel, VDC, C-Out, P-bus, ex-pressure | Orbisphere
510/C00/P2C1P000 | 10875 | 3% | 10548.75 | Orbisphere 510, O3 (EC) , panel mount, 10-36 VDC, three 0/4-20 mA analog outputs by channel, Profibus / RS485, external pressure input | Orbisphere
510/C00/P2C1P00K | 10875 | 3% | 10548.75 | Orbisphere 510, O3 (EC) , panel mount, 10-36 VDC, three 0/4-20 mA analog outputs by channel, Profibus / RS485, external pressure input, Korean software version | Orbisphere
510/C00/T1C0P00K | 10932 | 3% | 10604.04 | Orbisphere 510 ozone (EC) instrument, portable, 100-240 VAC, three 0/4-20mA analog outputs, RS485, external pressure input, Korean software version | Orbisphere
510/C00/T1V0P00K | 10634 | 3% | 10314.98 | Orbisphere 510 ozone (EC) instrument, portable, 100-240 VAC, three 0-5V analog outputs, RS485, external pressure input, Korean software version | Orbisphere
510/C00/T3C0P00K | 10875 | 3% | 10548.75 | Orbisphere 510 ozone (EC) instrument, portable, 100-240 VAC, with batteries, three 0/4-20mA analog outputs, RS485, external pressure input, Korean software version | Orbisphere
510/C00/T3V0P00K | 10875 | 3% | 10548.75 | Orbisphere 510 ozone (EC) instrument, portable, 100-240 VAC, with batteries, three 0-5V analog outputs, RS485, external pressure input, Korean software version | Orbisphere
510/C00/W1C0P00K | 11239 | 3% | 10901.83 | Orbisphere 510 ozone (EC) instrument, wall mount, 100-240 VAC, three 0/4-20mA analog outputs, RS485, external pressure input, Korean software version | Orbisphere
510/C00/W1C1P00K | 11600 | 3% | 11252 | Orbisphere 510 ozone (EC) instrument, wall mount, 100-240 VAC, three 0/4-20mA analog outputs, Profibus / RS485, external pressure input, Korean software version | Orbisphere
510/C00/W2C0P00K | 11239 | 3% | 10901.83 | Orbisphere 510 ozone (EC) instrument, wall mount, 10-36 VDC, three 0/4-20mA analog outputs, RS485, external pressure input, Korean software version | Orbisphere
510/C00/W2C1P00K | 11600 | 3% | 11252 | Orbisphere 510 ozone (EC) instrument, wall mount, 10-36 VDC, three 0/4-20mA analog outputs, Profibus / RS485, external pressure input, Korean software version | Orbisphere
510/CC0/P1C0P00K | 14740 | 3% | 14297.8 | Orbisphere 510, O3 (EC) O3 (EC) , panel mount, 100-240 VAC, three 0/4-20 mA analog outputs by channel, RS485, external pressure input, Korean software version | Orbisphere
510/CC0/P1C1P00K | 15102 | 3% | 14648.94 | Orbisphere 510, O3 (EC) O3 (EC) , panel mount, 100-240 VAC, three 0/4-20 mA analog outputs by channel, Profibus / RS485, external pressure input, Korean software version | Orbisphere
510/CC0/P2C0P00K | 14740 | 3% | 14297.8 | Orbisphere 510, O3 (EC) O3 (EC) , panel mount, 10-36 VDC, three 0/4-20 mA analog outputs by channel, RS485, external pressure input, Korean software version | Orbisphere
510/CC0/P2C1P00K | 15102 | 3% | 14648.94 | Orbisphere 510, O3 (EC) O3 (EC) , panel mount, 10-36 VDC, three 0/4-20 mA analog outputs by channel, Profibus / RS485, external pressure input, Korean software version | Orbisphere
510/CC0/T1C0P00K | 14861 | 3% | 14415.17 | Orbisphere 510, O3 (EC) O3 (EC) , portable, 100-240 VAC, three 0/4-20 mA analog outputs by channel, RS485, external pressure input, Korean software version | Orbisphere
510/CC0/T1V0P00K | 14861 | 3% | 14415.17 | Orbisphere 510, O3 (EC) O3 (EC) , portable, 100-240 VAC, three 0-5 V analog outputs by channel, RS485, external pressure input, Korean software version | Orbisphere
510/CC0/T3C0P00K | 15102 | 3% | 14648.94 | Orbisphere 510, O3 (EC) O3 (EC) , portable, 100-240 VAC, with batteries, three 0/4-20 mA analog outputs by channel, RS485, external pressure input, Korean software version | Orbisphere
510/CC0/T3V0P00K | 15102 | 3% | 14648.94 | Orbisphere 510, O3 (EC) O3 (EC) , portable, 100-240 VAC, with batteries, three 0-5 V analog outputs by channel, RS485, external pressure input, Korean software version | Orbisphere
510/CC0/W1C0P00K | 15466 | 3% | 15002.02 | Orbisphere 510, O3 (EC) O3 (EC) , wall mount, 100-240 VAC, three 0/4-20 mA analog outputs by channel, RS485, external pressure input, Korean software version | Orbisphere
510/CC0/W1C1P00K | 15828 | 3% | 15353.16 | Orbisphere 510, O3 (EC) O3 (EC) , wall mount, 100-240 VAC, three 0/4-20 mA analog outputs by channel, Profibus / RS485, external pressure input, Korean software version | Orbisphere
510/CC0/W2C0P00K | 15466 | 3% | 15002.02 | Orbisphere 510, O3 (EC) O3 (EC) , wall mount, 10-36 VDC, three 0/4-20 mA analog outputs by channel, RS485, external pressure input, Korean software version | Orbisphere
510/CC0/W2C1P00K | 15828 | 3% | 15353.16 | Orbisphere 510, O3 (EC) O3 (EC) , wall mount, 10-36 VDC, three 0/4-20 mA analog outputs by channel, Profibus / RS485, external pressure input, Korean software version | Orbisphere
510/CCC/P1C0P00K | 18967 | 3% | 18397.99 | Orbisphere 510, O3 (EC) O3 (EC) O3 (EC), panel mount, 100-240 VAC, three 0/4-20 mA analog outputs by channel, RS485, external pressure input, Korean software version | Orbisphere
510/CCC/P1C1P00K | 19333 | 3% | 18753.01 | Orbisphere 510, O3 (EC) O3 (EC) O3 (EC), panel mount, 100-240 VAC, three 0/4-20 mA analog outputs by channel, Profibus / RS485, external pressure input, Korean software version | Orbisphere
510/CCC/P2C0P00K | 18967 | 3% | 18397.99 | Orbisphere 510, O3 (EC) O3 (EC) O3 (EC), panel mount, 10-36 VDC, three 0/4-20 mA analog outputs by channel, RS485, external pressure input, Korean software version | Orbisphere
510/CCC/P2C1P00K | 19333 | 3% | 18753.01 | Orbisphere 510, O3 (EC) O3 (EC) O3 (EC), panel mount, 10-36 VDC, three 0/4-20 mA analog outputs by channel, Profibus / RS485, external pressure input, Korean software version | Orbisphere
510/CCC/T1C0P00K | 19090 | 3% | 18517.3 | Orbisphere 510, O3 (EC) O3 (EC) O3 (EC), portable, 100-240 VAC, three 0/4-20 mA analog outputs by channel, RS485, external pressure input, Korean software version | Orbisphere
510/CCC/T1V0P00K | 19090 | 3% | 18517.3 | Orbisphere 510, O3 (EC) O3 (EC) O3 (EC), portable, 100-240 VAC, three 0-5 V analog outputs by channel, RS485, external pressure input, Korean software version | Orbisphere
510/CCC/T3C0P00K | 19333 | 3% | 18753.01 | Orbisphere 510, O3 (EC) O3 (EC) O3 (EC), portable, 100-240 VAC, with batteries, three 0/4-20 mA analog outputs by channel, RS485, external pressure input, Korean software version | Orbisphere
510/CCC/T3V0P00K | 19333 | 3% | 18753.01 | Orbisphere 510, O3 (EC) O3 (EC) O3 (EC), portable, 100-240 VAC, with batteries, three 0-5 V analog outputs by channel, RS485, external pressure input, Korean software version | Orbisphere
510/CCC/W1C0P00K | 19694 | 3% | 19103.18 | Orbisphere 510, O3 (EC) O3 (EC) O3 (EC), wall mount, 100-240 VAC, three 0/4-20 mA analog outputs by channel, RS485, external pressure input, Korean software version | Orbisphere
510/CCC/W1C1P00K | 20055 | 3% | 19453.35 | Orbisphere 510, O3 (EC) O3 (EC) O3 (EC), wall mount, 100-240 VAC, three 0/4-20 mA analog outputs by channel, Profibus / RS485, external pressure input, Korean software version | Orbisphere
510/CCC/W2C0P00K | 19694 | 3% | 19103.18 | Orbisphere 510, O3 (EC) O3 (EC) O3 (EC), wall mount, 10-36 VDC, three 0/4-20 mA analog outputs by channel, RS485, external pressure input, Korean software version | Orbisphere
510/CCC/W2C1P00K | 20055 | 3% | 19453.35 | Orbisphere 510, O3 (EC) O3 (EC) O3 (EC), wall mount, 10-36 VDC, three 0/4-20 mA analog outputs by channel, Profibus / RS485, external pressure input, Korean software version | Orbisphere
510/D00/P1C0P000 | 10492 | 3% | 10177.24 | Orbisphere 510, CO2 (TC) , panel mount, 100-240 VAC, three 0/4-20 mA analog outputs by channel, RS485, external pressure input | Orbisphere
510/D00/P1C0P00K | 10492 | 3% | 10177.24 | Orbisphere 510, CO2 (TC) , panel mount, 100-240 VAC, three 0/4-20 mA analog outputs by channel, RS485, external pressure input, Korean software version | Orbisphere
510/D00/P1C1P00K | 10558 | 3% | 10241.26 | Orbisphere 510, CO2 (TC) , panel mount, 100-240 VAC, three 0/4-20 mA analog outputs by channel, Profibus / RS485, external pressure input, Korean software version | Orbisphere
510/D00/P2C0P000 | 10206 | 3% | 9899.82 | Orbisphere 510, CO2 (TC) , panel mount, 10-36 VDC, three 0/4-20 mA analog outputs by channel, RS485, external pressure input | Orbisphere
510/D00/P2C0P00K | 10206 | 3% | 9899.82 | Orbisphere 510, CO2 (TC) , panel mount, 10-36 VDC, three 0/4-20 mA analog outputs by channel, RS485, external pressure input, Korean software version | Orbisphere
510/D00/P2C1P000 | 10558 | 3% | 10241.26 | Orbisphere 510, CO2 (TC) , panel mount, 10-36 VDC, three 0/4-20 mA analog outputs by channel, Profibus / RS485, external pressure input | Orbisphere
510/D00/P2C1P00K | 10558 | 3% | 10241.26 | Orbisphere 510, CO2 (TC) , panel mount, 10-36 VDC, three 0/4-20 mA analog outputs by channel, Profibus / RS485, external pressure input, Korean software version | Orbisphere
510/D00/T1C0P00K | 10323 | 3% | 10013.31 | Orbisphere 510, CO2 (TC) , portable, 100-240 VAC, three 0/4-20 mA analog outputs by channel, RS485, external pressure input, Korean software version | Orbisphere
510/D00/T1V0P000 | 10323 | 3% | 10013.31 | Orbisphere 510, CO2 (TC) , portable, 100-240 VAC, three 0-5 V analog outputs by channel, RS485, external pressure input | Orbisphere
510/D00/T1V0P00K | 10323 | 3% | 10013.31 | Orbisphere 510, CO2 (TC) , portable, 100-240 VAC, three 0-5 V analog outputs by channel, RS485, external pressure input, Korean software version | Orbisphere
510/D00/T3C0P000 | 10854 | 3% | 10528.38 | Orbisphere 510, CO2 (TC) , portable, 100-240 VAC, with batteries, three 0/4-20 mA analog outputs by channel, RS485, external pressure input | Orbisphere
510/D00/T3C0P00K | 10558 | 3% | 10241.26 | Orbisphere 510, CO2 (TC) , portable, 100-240 VAC, with batteries, three 0/4-20 mA analog outputs by channel, RS485, external pressure input, Korean software version | Orbisphere
510/D00/T3V0P000 | 10558 | 3% | 10241.26 | Orbisphere 510, CO2 (TC) , portable, 100-240 VAC, with batteries, three 0-5 V analog outputs by channel, RS485, external pressure input | Orbisphere
510/D00/T3V0P00K | 10558 | 3% | 10241.26 | Orbisphere 510, CO2 (TC) , portable, 100-240 VAC, with batteries, three 0-5 V analog outputs by channel, RS485, external pressure input, Korean software version | Orbisphere
510/D00/W1C0P000 | 11216 | 3% | 10879.52 | Orbisphere 510, CO2 (TC) , wall mount, 100-240 VAC, three 0/4-20 mA analog outputs by channel, RS485, external pressure input | Orbisphere
510/D00/W1C0P00K | 10912 | 3% | 10584.64 | Orbisphere 510, CO2 (TC) , wall mount, 100-240 VAC, three 0/4-20 mA analog outputs by channel, RS485, external pressure input, Korean software version | Orbisphere
510/D00/W1C1P00K | 11261 | 3% | 10923.17 | Orbisphere 510, CO2 (TC) , wall mount, 100-240 VAC, three 0/4-20 mA analog outputs by channel, Profibus / RS485, external pressure input, Korean software version | Orbisphere
510/D00/W2C0P000 | 11216 | 3% | 10879.52 | Orbisphere 510, CO2 (TC) , wall mount, 10-36 VDC, three 0/4-20 mA analog outputs by channel, RS485, external pressure input | Orbisphere
510/D00/W2C0P00K | 10912 | 3% | 10584.64 | Orbisphere 510, CO2 (TC) , wall mount, 10-36 VDC, three 0/4-20 mA analog outputs by channel, RS485, external pressure input, Korean software version | Orbisphere
510/D00/W2C1P000 | 11261 | 3% | 10923.17 | Orbisphere 510, CO2 (TC) , wall mount, 10-36 VDC, three 0/4-20 mA analog outputs by channel, Profibus / RS485, external pressure input | Orbisphere
510/D00/W2C1P00K | 11261 | 3% | 10923.17 | Orbisphere 510, CO2 (TC) , wall mount, 10-36 VDC, three 0/4-20 mA analog outputs by channel, Profibus / RS485, external pressure input, Korean software version | Orbisphere
510/DD0/P1C0P00K | 14311 | 3% | 13881.67 | Orbisphere 510, CO2 (TC) CO2 (TC) , panel mount, 100-240 VAC, three 0/4-20 mA analog outputs by channel, RS485, external pressure input, Korean software version | Orbisphere
510/DD0/P1C1P000 | 14661 | 3% | 14221.17 | Orbisphere 510, CO2 (TC) CO2 (TC) , panel mount, 100-240 VAC, three 0/4-20 mA analog outputs by channel, Profibus / RS485, external pressure input | Orbisphere
510/DD0/P1C1P00K | 14661 | 3% | 14221.17 | Orbisphere 510, CO2 (TC) CO2 (TC) , panel mount, 100-240 VAC, three 0/4-20 mA analog outputs by channel, Profibus / RS485, external pressure input, Korean software version | Orbisphere
510/DD0/P2C0P000 | 14311 | 3% | 13881.67 | Orbisphere 510, CO2 (TC) CO2 (TC) , panel mount, 10-36 VDC, three 0/4-20 mA analog outputs by channel, RS485, external pressure input | Orbisphere
510/DD0/P2C0P00K | 14311 | 3% | 13881.67 | Orbisphere 510, CO2 (TC) CO2 (TC) , panel mount, 10-36 VDC, three 0/4-20 mA analog outputs by channel, RS485, external pressure input, Korean software version | Orbisphere
510/DD0/P2C1P000 | 14661 | 3% | 14221.17 | Orbisphere 510, CO2 (TC) CO2 (TC) , panel mount, 10-36 VDC, three 0/4-20 mA analog outputs by channel, Profibus / RS485, external pressure input | Orbisphere
510/DD0/P2C1P00K | 14661 | 3% | 14221.17 | Orbisphere 510, CO2 (TC) CO2 (TC) , panel mount, 10-36 VDC, three 0/4-20 mA analog outputs by channel, Profibus / RS485, external pressure input, Korean software version | Orbisphere
510/DD0/T1C0P000 | 14427 | 3% | 13994.19 | Orbisphere 510, CO2 (TC) CO2 (TC) , portable, 100-240 VAC, three 0/4-20 mA analog outputs by channel, RS485, external pressure input | Orbisphere
510/DD0/T1C0P00K | 14427 | 3% | 13994.19 | Orbisphere 510, CO2 (TC) CO2 (TC) , portable, 100-240 VAC, three 0/4-20 mA analog outputs by channel, RS485, external pressure input, Korean software version | Orbisphere
510/DD0/T1V0P000 | 14427 | 3% | 13994.19 | Orbisphere 510, CO2 (TC) CO2 (TC) , portable, 100-240 VAC, three 0-5 V analog outputs by channel, RS485, external pressure input | Orbisphere
510/DD0/T1V0P00K | 14427 | 3% | 13994.19 | Orbisphere 510, CO2 (TC) CO2 (TC) , portable, 100-240 VAC, three 0-5 V analog outputs by channel, RS485, external pressure input, Korean software version | Orbisphere
510/DD0/T3C0P000 | 14661 | 3% | 14221.17 | Orbisphere 510, CO2 (TC) CO2 (TC) , portable, 100-240 VAC, with batteries, three 0/4-20 mA analog outputs by channel, RS485, external pressure input | Orbisphere
510/DD0/T3C0P00K | 14661 | 3% | 14221.17 | Orbisphere 510, CO2 (TC) CO2 (TC) , portable, 100-240 VAC, with batteries, three 0/4-20 mA analog outputs by channel, RS485, external pressure input, Korean software version | Orbisphere
510/DD0/T3V0P000 | 14661 | 3% | 14221.17 | Orbisphere 510, CO2 (TC) CO2 (TC) , portable, 100-240 VAC, with batteries, three 0-5 V analog outputs by channel, RS485, external pressure input | Orbisphere
510/DD0/T3V0P00K | 14661 | 3% | 14221.17 | Orbisphere 510, CO2 (TC) CO2 (TC) , portable, 100-240 VAC, with batteries, three 0-5 V analog outputs by channel, RS485, external pressure input, Korean software version | Orbisphere
510/DD0/W1C0P000 | 15015 | 3% | 14564.55 | Orbisphere 510, CO2 (TC) CO2 (TC) , wall mount, 100-240 VAC, three 0/4-20 mA analog outputs by channel, RS485, external pressure input | Orbisphere
510/DD0/W1C0P00K | 15015 | 3% | 14564.55 | Orbisphere 510, CO2 (TC) CO2 (TC) , wall mount, 100-240 VAC, three 0/4-20 mA analog outputs by channel, RS485, external pressure input, Korean software version | Orbisphere
510/DD0/W1C1P000 | 15797 | 3% | 15323.09 | Orbisphere 510, CO2 (TC) CO2 (TC) , wall mount, 100-240 VAC, three 0/4-20 mA analog outputs by channel, Profibus / RS485, external pressure input | Orbisphere
510/DD0/W1C1P00K | 15366 | 3% | 14905.02 | Orbisphere 510, CO2 (TC) CO2 (TC) , wall mount, 100-240 VAC, three 0/4-20 mA analog outputs by channel, Profibus / RS485, external pressure input, Korean software version | Orbisphere
510/DD0/W2C0P000 | 15015 | 3% | 14564.55 | Orbisphere 510, CO2 (TC) CO2 (TC) , wall mount, 10-36 VDC, three 0/4-20 mA analog outputs by channel, RS485, external pressure input | Orbisphere
510/DD0/W2C0P00K | 15015 | 3% | 14564.55 | Orbisphere 510, CO2 (TC) CO2 (TC) , wall mount, 10-36 VDC, three 0/4-20 mA analog outputs by channel, RS485, external pressure input, Korean software version | Orbisphere
510/DD0/W2C1P000 | 15797 | 3% | 15323.09 | Orbisphere 510, CO2 (TC) CO2 (TC) , wall mount, 10-36 VDC, three 0/4-20 mA analog outputs by channel, Profibus / RS485, external pressure input | Orbisphere
510/DD0/W2C1P00K | 15366 | 3% | 14905.02 | Orbisphere 510, CO2 (TC) CO2 (TC) , wall mount, 10-36 VDC, three 0/4-20 mA analog outputs by channel, Profibus / RS485, external pressure input, Korean software version | Orbisphere
510/G00/P1C0000K | 10506 | 3% | 10190.82 | Orbisphere 510 oxygen (Luminescent G sensor) instrument, panel mount, 100-240 VAC, 0/4-20mA analog output, RS485, Korean software version | Orbisphere
510/G00/P1C10000 | 10866 | 3% | 10540.02 | Orbisphere 510 oxygen (Luminescent G sensor) instrument, panel mount, 100-240 VAC, 3 x 0/4-20mA analog output, Profibus/RS485 | Orbisphere
510/G00/P1C1000K | 10866 | 3% | 10540.02 | Orbisphere 510 oxygen (Luminescent G sensor) instrument, panel mount, 100-240 VAC, 3 x 0/4-20mA analog output, Profibus/RS485, Korean software version | Orbisphere
510/G00/P2C00000 | 10506 | 3% | 10190.82 | Orbisphere 510 oxygen (Luminescent G sensor) instrument, panel mount, 10-30 VDC, 3 x 0/4-20mA analog output, RS485 | Orbisphere
510/G00/P2C0000K | 10506 | 3% | 10190.82 | Orbisphere 510 oxygen (Luminescent G sensor) instrument, panel mount, 10-30 VDC, 3 x 0/4-20mA analog output, RS485, Korean software version | Orbisphere
510/G00/P2C10000 | 10866 | 3% | 10540.02 | Orbisphere 510 oxygen (Luminescent G sensor) instrument, panel mount, 10-30 VDC, 3 x 0/4-20mA analog output, Profibus/RS485 | Orbisphere
510/G00/P2C1000K | 10866 | 3% | 10540.02 | Orbisphere 510 oxygen (Luminescent G sensor) instrument, panel mount, 10-30 VDC, 3 x 0/4-20mA analog output, Profibus/RS485, Korean software version | Orbisphere
510/G00/W1C0000K | 11229 | 3% | 10892.13 | Orbisphere 510 oxygen (Luminescent G sensor) instrument, wall mount, 100-240 VAC, 0/4-20mA analog output, RS485, Korean software version | Orbisphere
510/G00/W1C1000K | 11591 | 3% | 11243.27 | Orbisphere 510 oxygen (Luminescent G sensor) instrument, wall mount, 100-240 VAC, 3 x 0/4-20mA analog output, Profibus/RS485, Korean software version | Orbisphere
510/G00/W2C00000 | 11229 | 3% | 10892.13 | Orbisphere 510 oxygen (Luminescent G sensor) instrument, wall mount, 10-30 VDC, 3 x 0/4-20mA analog output, RS485 | Orbisphere
510/G00/W2C0000K | 11229 | 3% | 10892.13 | Orbisphere 510 oxygen (Luminescent G sensor) instrument, wall mount, 10-30 VDC, 3 x 0/4-20mA analog output, RS485, Korean software version | Orbisphere
510/G00/W2C10000 | 11591 | 3% | 11243.27 | Orbisphere 510 oxygen (Luminescent G sensor) instrument, wall mount, 10-30 VDC, 3 x 0/4-20mA analog output, Profibus/RS485 | Orbisphere
510/G00/W2C1000K | 11591 | 3% | 11243.27 | Orbisphere 510 oxygen (Luminescent G sensor) instrument, wall mount, 10-30 VDC, 3 x 0/4-20mA analog output, Profibus/RS485, Korean software version | Orbisphere
51000 | 3.5 | 3% | 3.4 | SPOON, MEASURING 1.0G | Hach
5100001 | 12125 | 3% | 11761.25 | APA6000, ALKALINITY W/AT/KITS, EU | Hach
5100010 | 12501 | 3% | 12125.97 | APA 6000 ALKALINITY ANALYZER | Hach
5100011 | 12105 | 3% | 11741.85 | KTO: APA 6000 ALKALINITY ANALYZER, EU | Hach
5100200 | 10527 | 3% | 10211.19 | APA6000, LR HARDNESS W/AT/KITS | Hach
5100201 | 10527 | 3% | 10211.19 | APA6000, LR HARDNESS W/AT/KITS, EU | Hach
5100210 | 10659 | 3% | 10339.23 | KTO: APA 6000 LR HARDNESS ANALYZER | Hach
5100211 | 10659 | 3% | 10339.23 | KTO: APA6000 LR HARDNESS ANALYZER, EU | Hach
5100244 | 23.29 | 3% | 22.59 | CARD, QUICK REF APA LR HARDNESS | Hach
5100260 | 10624 | 3% | 10305.28 | APA6000, LR HARDNESS W/AT INST | Hach
5101244 | 7.25 | 3% | 7.03 | CARD, QUICK REF NITRATE/AMMONIA | Polymetron
5101287 | 31.99 | 3% | 31.03 | TRANSMITTAL, APA6000 ALL | Hach
5104200 | 53.25 | 3% | 51.65 | FILTER, 0.2 MICRON MEMBRANE | Hach
510A00/P1C0P000 | 12389 | 3% | 12017.33 | dg Instrument, Oxygen, panel, ex-pressure, VAC | Orbisphere
510A00/P1C0P0N0 | 13262 | 3% | 12864.14 | dg 510 O2 (EC) PANEL EXTERNAL PR LEMO FFF | Orbisphere
510A00/P1C0P0V0 | 13480 | 3% | 13075.6 | 510,O2 (EC), PANEL MOUNT, RS485 | Orbisphere
510A00/P1C1P000 | 12672 | 3% | 12291.84 | dg Instrument, Oxygen, panel, VAC, C-Out, P-bus, ex-pressure | Orbisphere
510A00/P2C0P000 | 12389 | 3% | 12017.33 | dg Instrument, Oxygen, panel, VDC, C-Out, ex-pressure | Orbisphere
510A00/P2C1P000 | 12672 | 3% | 12291.84 | Idg nstrument, Oxygen, panel, VDC, C-Out, P-bus, ex-pressure | Orbisphere
510A00/T1C0P000 | 12389 | 3% | 12017.33 | dg Instrument, Oxygen, portable, VAC, C-Out, ex-pressure | Orbisphere
510A00/T1V0P000 | 12389 | 3% | 12017.33 | dg Instrument, Oxygen, portable, VAC, C-Out, ex-pressure | Orbisphere
510A00/T3C0P000 | 12672 | 3% | 12291.84 | dg Instrument, Oxygen, portable, VAC, C-Out, ex-pressure | Orbisphere
510A00/T3V0P000 | 12672 | 3% | 12291.84 | dg Instrument, Oxygen, portable, VAC, V-Out, ex-pressure | Orbisphere
510A00/W1C0P000 | 13093 | 3% | 12700.21 | dg Instrument, Oxygen, wall, VAC, C-Out, , ex-pressure | Orbisphere
510A00/W1C1P000 | 13512 | 3% | 13106.64 | dg Instrument, Oxygen, wall, VAC, C-Out, P-bus, ex-pressure | Orbisphere
510A00/W2C0P000 | 13093 | 3% | 12700.21 | dg Instrument, Oxygen, wall, VDC, C-Out, ex-pressure | Orbisphere
510A00/W2C1P000 | 13512 | 3% | 13106.64 | dg Instrument, Oxygen, wall, VDC, C-Out, P-bus, ex-pressure | Orbisphere
510AA0/P1C0P000 | 17094 | 3% | 16581.18 | dg 510 two channels | Orbisphere
510AA0/P1C0P0N0 | 18959 | 3% | 18390.23 | dg 510 O2 (EC), O2 (EC) NUCL. | Orbisphere
510AA0/P1C0P0V0 | 18185 | 3% | 17639.45 | 510,O2 (EC), O2 (EC), PANEL MOUNT, RS485 | Orbisphere
510AA0/P1C1P000 | 17517 | 3% | 16991.49 | dg 510 two channels | Orbisphere
510AA0/P1C1P0N0 | 18635 | 3% | 18075.95 | dg 510 O2 (EC) O2 (EC), PANEL, PROF. FFF | Orbisphere
510AA0/P2C0P000 | 17094 | 3% | 16581.18 | dg 510 two channels | Orbisphere
510AA0/P2C1P000 | 17517 | 3% | 16991.49 | dg 510 two channels | Orbisphere
510AA0/T1C0P000 | 17236 | 3% | 16718.92 | dg 510 two channels | Orbisphere
510AA0/T1V0P000 | 17236 | 3% | 16718.92 | dg 510 two channels | Orbisphere
510AA0/T3C0P000 | 17517 | 3% | 16991.49 | dg 510 two channels | Orbisphere
510AA0/T3V0P000 | 17517 | 3% | 16991.49 | dg 510 two channels | Orbisphere
510AA0/W1C0P000 | 17939 | 3% | 17400.83 | dg 510 two channels | Orbisphere
510AA0/W1C1P000 | 18353 | 3% | 17802.41 | dg 510 two channels | Orbisphere
510AA0/W2C0P000 | 17939 | 3% | 17400.83 | dg 510 two channels | Orbisphere
510AA0/W2C1P000 | 18353 | 3% | 17802.41 | dg 510 two channels | Orbisphere
510AAA/P1C0P000 | 21576 | 3% | 20928.72 | dg 510 three channels | Orbisphere
510AAA/P1C1P000 | 21989 | 3% | 21329.33 | 510 three channels | Orbisphere
510AAA/P2C0P000 | 21576 | 3% | 20928.72 | dg 510 three channels | Orbisphere
510AAA/P2C1P000 | 21989 | 3% | 21329.33 | dg 510 three channels | Orbisphere
510AAA/T1C0P000 | 21712 | 3% | 21060.64 | dg 510 three channels | Orbisphere
510AAA/T1V0P000 | 21712 | 3% | 21060.64 | dg 510 three channels | Orbisphere
510AAA/T3C0P000 | 21989 | 3% | 21329.33 | dg 510 three channels | Orbisphere
510AAA/T3V0P000 | 21989 | 3% | 21329.33 | dg 510 three channels | Orbisphere
510AAA/W1C0P000 | 22403 | 3% | 21730.91 | dg 510 three channels | Orbisphere
510AAA/W1C1P000 | 21025 | 3% | 20394.25 | dg 510 three channels | Orbisphere
510AAA/W2C0P000 | 22403 | 3% | 21730.91 | dg 510 three channels | Orbisphere
510AAA/W2C1P000 | 21025 | 3% | 20394.25 | dg 510 three channels | Orbisphere
510AAB/P1C0P000 | 23340 | 3% | 22639.8 | dg 510 three channels | Orbisphere
510AAB/P1C1P000 | 23787 | 3% | 23073.39 | dg 510 three channels | Orbisphere
510AAB/P2C0P000 | 23340 | 3% | 22639.8 | 510 three channels | Orbisphere
510AAB/P2C1P000 | 23787 | 3% | 23073.39 | dg 510 three channels | Orbisphere
510AAB/T1C0P000 | 23492 | 3% | 22787.24 | dg 510 three channels | Orbisphere
510AAB/T1V0P000 | 23492 | 3% | 22787.24 | dg 510 three channels | Orbisphere
510AAB/T3C0P000 | 23787 | 3% | 23073.39 | dg 510 three channels | Orbisphere
510AAB/T3V0P000 | 23787 | 3% | 23073.39 | dg 510 three channels | Orbisphere
510AAB/W1C0P000 | 24235 | 3% | 23507.95 | Orbisphere 510, O2 (EC) O2 (EC) H2 (EC), wall mount, 100-240VAC, three 0/4-20 mA analog outputs by channel, RS485, external pressure input | Orbisphere
510AAB/W1C1P000 | 24682 | 3% | 23941.54 | Orbisphere 510, O2 (EC) O2 (EC) H2 (EC), wall mount, 100-240VAC, three 0/4-20 mA analog outputs by channel, Profibus / RS485, external pressure input | Orbisphere
510AAB/W2C0P000 | 24235 | 3% | 23507.95 | dg 510 three channels | Orbisphere
510AAB/W2C1P000 | 24682 | 3% | 23941.54 | dg 510 three channels | Orbisphere
510AB0/P1C0P000 | 18487 | 3% | 17932.39 | dg 510 two channels | Orbisphere
510AB0/P1C1P000 | 18943 | 3% | 18374.71 | dg 510 two channels | Orbisphere
510AB0/P2C0P000 | 18487 | 3% | 17932.39 | dg 510 two channels | Orbisphere
510AB0/P2C1P000 | 18943 | 3% | 18374.71 | dg 510 two channels | Orbisphere
510AB0/T1C0P000 | 18641 | 3% | 18081.77 | dg 510 two channels | Orbisphere
510AB0/T1V0P000 | 18641 | 3% | 18081.77 | dg 510 two channels | Orbisphere
510AB0/T3C0P000 | 18943 | 3% | 18374.71 | dg 510 two channels | Orbisphere
510AB0/T3V0P000 | 18943 | 3% | 18374.71 | dg two channels | Orbisphere
510AB0/W1C0P000 | 19397 | 3% | 18815.09 | dg 510 two channels | Orbisphere
510AB0/W1C1P000 | 19848 | 3% | 19252.56 | Orbisphere 510, O2 (EC) H2 (EC) , wall mount, 100-240VAC, three 0/4-20 mA analog outputs by channel, Profibus / RS485, external pressure input | Orbisphere
510AB0/W2C0P000 | 19397 | 3% | 18815.09 | dg 510 two channels | Orbisphere
510AB0/W2C1P000 | 19848 | 3% | 19252.56 | dg 510 two channels | Orbisphere
510ABB/P1C0P000 | 23340 | 3% | 22639.8 | Orbisphere 510, O2 (EC) H2 (EC) H2 (EC), panel mount, 100-240VAC, three 0/4-20 mA analog outputs by channel, RS485, external pressure input | Orbisphere
510ABB/P1C1P000 | 23787 | 3% | 23073.39 | dg 510 three channels | Orbisphere
510ABB/P2C0P000 | 23340 | 3% | 22639.8 | dg 510 three channels | Orbisphere
510ABB/P2C1P000 | 23787 | 3% | 23073.39 | dg 510 three channels | Orbisphere
510ABB/T1C0P000 | 23492 | 3% | 22787.24 | dg 510 three channels | Orbisphere
510ABB/T1V0P000 | 23492 | 3% | 22787.24 | dg 510 three channels | Orbisphere
510ABB/T3C0P000 | 23787 | 3% | 23073.39 | dg 510 three channels | Orbisphere
510ABB/T3V0P000 | 23787 | 3% | 23073.39 | dg 510 three channels | Orbisphere
510ABB/W1C0P000 | 24235 | 3% | 23507.95 | dg 510 three channels | Orbisphere
510ABB/W1C1P000 | 24682 | 3% | 23941.54 | Orbisphere 510, O2 (EC) H2 (EC) H2 (EC), wall mount, 100-240VAC, three 0/4-20 mA analog outputs by channel, Profibus / RS485, external pressure input | Orbisphere
510ABB/W2C0P000 | 24235 | 3% | 23507.95 | dg 510 three channels | Orbisphere
510ABB/W2C1P000 | 24682 | 3% | 23941.54 | dg 510 three channels | Orbisphere
510AD0/T3C0P000 | 15483 | 3% | 15018.51 | dg 510 O2 (EC) CO2 (TC), TABLE, PRESSURE | Orbisphere
510AD0/W1C0P000 | 17887 | 3% | 17350.39 | dg ORBISPHERE 510, O2 (EC) CO2 (TC) , WALL MOUNT | Orbisphere
510B00/P1C0P000 | 12992 | 3% | 12602.24 | dg Instrument, Hydrogen, panel, VAC, C-Out, ex-pressure | Orbisphere
510B00/P1C1P000 | 13288 | 3% | 12889.36 | dg Instrument, Hydrogen, panel, VAC, C-Out, P-bus, ex-pressure | Orbisphere
510B00/P2C0P000 | 12992 | 3% | 12602.24 | dg Instrument, Hydrogen, panel, VDC, C-Out, ex-pressure | Orbisphere
510B00/P2C1P000 | 13288 | 3% | 12889.36 | dg Instrument, Hydrogen, panel, VDC, C-Out, P-bus, ex-pressure | Orbisphere
510B00/T1C0P000 | 12992 | 3% | 12602.24 | dg Instrument, Hydrogen, portable, VAC, C-Out, ex-pressure | Orbisphere
510B00/T1V0P000 | 12992 | 3% | 12602.24 | dg Instrument, Hydrogen, portable, VAC, V-Out, ex-pressure | Orbisphere
510B00/T3C0P000 | 13288 | 3% | 12889.36 | dg Instrument, Hydrogen, portable, VAC, C-Out, ex-pressure | Orbisphere
510B00/T3V0P000 | 13288 | 3% | 12889.36 | dg Instrument, Hydrogen, portable, VAC, V-Out, ex-pressure | Orbisphere
510B00/W1C0P000 | 13730 | 3% | 13318.1 | dg Instrument, Hydrogen, wall, VAC, C-Out, ex-pressure | Orbisphere
510B00/W1C1P000 | 14166 | 3% | 13741.02 | dg Instrument, Hydrogen, wall, VAC, C-Out, P-bus, ex-pressure | Orbisphere
510B00/W2C0P000 | 13730 | 3% | 13318.1 | dg Instrument, Hydrogen, wall, VDC, C-Out, ex-pressure | Orbisphere
510B00/W2C1P000 | 14166 | 3% | 13741.02 | dg Instrument, Hydrogen, wall, VDC, C-Out, P-bus, ex-pressure | Orbisphere
510BC0/T1V0P000 | 18099 | 3% | 17556.03 | dg 510 two channels | Orbisphere
510BC0/T3V0P000 | 18384 | 3% | 17832.48 | dg 510 two channels | Orbisphere
510C00/P1C0P000 | 11935 | 3% | 11576.95 | dg Instrument, Ozone, panel, VAC, C-Out, ex-pressure | Orbisphere
510C00/P1C1P000 | 12208 | 3% | 11841.76 | dg Instrument, Ozone, panel, VAC, C-Out, P-bus, ex-pressure | Orbisphere
510C00/P2C0P000 | 11935 | 3% | 11576.95 | dg Instrument, Ozone, panel, VDC, C-Out, ex-pressure | Orbisphere
510C00/T1C0P000 | 11935 | 3% | 11576.95 | dg Instrument, Ozone, portable, VAC, C-Out, ex-pressure | Orbisphere
510C00/T1V0P000 | 11935 | 3% | 11576.95 | dg Instrument, Ozone, portable, VAC, V-Out, ex-pressure | Orbisphere
510C00/T3C0P000 | 12208 | 3% | 11841.76 | dg Instrument, Ozone, portable, VAC, C-Out, ex-pressure | Orbisphere
510C00/T3V0P000 | 12208 | 3% | 11841.76 | dg Instrument, Ozone, portable, VAC, V-Out, ex-pressure | Orbisphere
510C00/W1C0P000 | 12614 | 3% | 12235.58 | dg Instrument, Ozone, wall, VAC, C-Out, ex-pressure | Orbisphere
510C00/W1C1P000 | 13016 | 3% | 12625.52 | dg Instrument, Ozone, wall, VAC, C-Out, P-bus, ex-pressure | Orbisphere
510C00/W2C0P000 | 12614 | 3% | 12235.58 | dg Instrument, Ozone, wall, VDC, C-Out, ex-pressure | Orbisphere
510C00/W2C1P000 | 13016 | 3% | 12625.52 | dg Instrument, Ozone, wall, VDC, C-Out, P-bus, ex-pressure | Orbisphere
510CC0/P1C0P000 | 16548 | 3% | 16051.56 | dg 510 two channels | Orbisphere
510CC0/P1C1P000 | 16957 | 3% | 16448.29 | dg 510 two channels | Orbisphere
510CC0/P2C0P000 | 16548 | 3% | 16051.56 | dg 510 two channels | Orbisphere
510CC0/P2C1P000 | 16957 | 3% | 16448.29 | dg 510 two channels | Orbisphere
510CC0/T1C0P000 | 16685 | 3% | 16184.45 | dg 510 two channels | Orbisphere
510CC0/T1V0P000 | 16685 | 3% | 16184.45 | dg 510 two channels | Orbisphere
510CC0/T3C0P000 | 16957 | 3% | 16448.29 | dg 510 two channels | Orbisphere
510CC0/T3V0P000 | 16957 | 3% | 16448.29 | dg 510 two channels | Orbisphere
510CC0/W1C0P000 | 17365 | 3% | 16844.05 | dg 510 two channels | Orbisphere
510CC0/W1C1P000 | 17767 | 3% | 17233.99 | dg 510 two channels | Orbisphere
510CC0/W2C0P000 | 17365 | 3% | 16844.05 | dg 510 two channels | Orbisphere
510CC0/W2C1P000 | 17767 | 3% | 17233.99 | dg 510 two channels | Orbisphere
510CCC/P1C0P000 | 21299 | 3% | 20660.03 | dg 510 three channels | Orbisphere
510CCC/P1C1P000 | 21707 | 3% | 21055.79 | dg 510 three channels | Orbisphere
510CCC/P2C0P000 | 21299 | 3% | 20660.03 | dg 510 three channels | Orbisphere
510CCC/P2C1P000 | 21707 | 3% | 21055.79 | dg 510 three channels | Orbisphere
510CCC/T1C0P000 | 21435 | 3% | 20791.95 | dg 510 three channels | Orbisphere
510CCC/T1V0P000 | 21435 | 3% | 20791.95 | dg 510 three channels | Orbisphere
510CCC/T3C0P000 | 21707 | 3% | 21055.79 | dg 510 three channels | Orbisphere
510CCC/T3V0P000 | 21707 | 3% | 21055.79 | dg 510 three channels | Orbisphere
510CCC/W1C0P000 | 22116 | 3% | 21452.52 | dg 510 three channels | Orbisphere
510CCC/W1C1P000 | 20757 | 3% | 20134.29 | 510 three channels | Orbisphere
510CCC/W2C0P000 | 22116 | 3% | 21452.52 | dg 510 three channels | Orbisphere
510CCC/W2C1P000 | 20757 | 3% | 20134.29 | dg 510 three channels | Orbisphere
510D00/P1C1P000 | 11387 | 3% | 11045.39 | 510, CO2 (TC) PANEL MT RS485 & PBUS | Orbisphere
510D00/T1C0P000 | 11702 | 3% | 11350.94 | dg 510, CO2, (TC), ENGLISH | Orbisphere
510D00/W1C1P000 | 11893 | 3% | 11536.21 | dg 510, CO2 (TC) WALL MT RS485 & PBUS | Orbisphere
510DD0/P1C0P000 | 14700 | 3% | 14259 | Orbisphere 510, CO2 (TC) CO2 (TC) , panel mount, 100-240VAC, three 0/4-20 mA analog outputs by channel, RS485, external pressure input | Orbisphere
510G00/P1C00000 | 10108 | 3% | 9804.76 | dg Orbisphere Instrument, Oxygen, Panel for Luminescent G Sensor, VAC, C-Out | Orbisphere
510G00/P1C1000 | 11923 | 3% | 11565.31 | Orbisphere Instrument, Oxygen, Panel for Luminescent G Sensor, VAC, C-Out, Profibus | Orbisphere
510G00/W1C00000 | 10683 | 3% | 10362.51 | dg Orbisphere Instrument, Oxygen, Wall for Luminescent G Sensor, VAC, C-Out | Orbisphere
510G00/W1C10000 | 11022 | 3% | 10691.34 | dg Orbisphere Instrument, Oxygen, Wall for Luminescent G Sensor, VAC, C-Out, Profibus | Orbisphere
510K00/P1C10000 | 12001 | 3% | 11640.97 | dg 510 O2 K1200, NUCL., PANEL | Orbisphere
510K00/P1C1000K | 10654 | 3% | 10334.38 | dg 510 O2 K1200, NUCL., PANEL, KOREAN | Orbisphere
510K00/W1C10000 | 12661 | 3% | 12281.17 | dg 510 O2 K1200, NUCL., WALL | Orbisphere
510K00/W1C1000K | 11334 | 3% | 10993.98 | dg 510 O2 K1200, NUCL., WALL, KOREAN | Orbisphere
511/ADE/P1C0P000 | 26240 | 3% | 25452.8 | Orbisphere 511, O2 (EC) CO2 (TC) N2 (TC), panel mount, 100-240 VAC, three 0/4-20 mA analog outputs by channel, RS485, external pressure input | Orbisphere
511/ADE/P1C0P00K | 26240 | 3% | 25452.8 | Orbisphere 511, O2 (EC) CO2 (TC) N2 (TC), panel mount, 100-240 VAC, three 0/4-20 mA analog outputs by channel, RS485, external pressure input, Korean software version | Orbisphere
511/ADE/P1C1P000 | 26622 | 3% | 25823.34 | Orbisphere 511, O2 (EC) CO2 (TC) N2 (TC), panel mount, 100-240 VAC, three 0/4-20 mA analog outputs by channel, Profibus / RS485, external pressure input | Orbisphere
511/ADE/P1C1P00K | 26622 | 3% | 25823.34 | Orbisphere 511, O2 (EC) CO2 (TC) N2 (TC), panel mount, 100-240 VAC, three 0/4-20 mA analog outputs by channel, Profibus / RS485, external pressure input, Korean software version | Orbisphere
511/ADE/P2C0P000 | 26240 | 3% | 25452.8 | Orbisphere 511, O2 (EC) CO2 (TC) N2 (TC), panel mount, 10-36 VDC, three 0/4-20 mA analog outputs by channel, RS485, external pressure input | Orbisphere
511/ADE/P2C0P00K | 26240 | 3% | 25452.8 | Orbisphere 511, O2 (EC) CO2 (TC) N2 (TC), panel mount, 10-36 VDC, three 0/4-20 mA analog outputs by channel, RS485, external pressure input, Korean software version | Orbisphere
511/ADE/P2C1P000 | 26622 | 3% | 25823.34 | Orbisphere 511, O2 (EC) CO2 (TC) N2 (TC), panel mount, 10-36 VDC, three 0/4-20 mA analog outputs by channel, Profibus / RS485, external pressure input | Orbisphere
511/ADE/P2C1P00K | 26622 | 3% | 25823.34 | Orbisphere 511, O2 (EC) CO2 (TC) N2 (TC), panel mount, 10-36 VDC, three 0/4-20 mA analog outputs by channel, Profibus / RS485, external pressure input, Korean software version | Orbisphere
511/ADE/T1C0P00K | 26367 | 3% | 25575.99 | Orbisphere 511, O2 (EC) CO2 (TC) N2 (TC), portable, 100-240 VAC, three 0/4-20 mA analog outputs by channel, RS485, external pressure input, Korean software version | Orbisphere
511/ADE/T1V0P000 | 26367 | 3% | 25575.99 | Orbisphere 511, O2 (EC) CO2 (TC) N2 (TC), portable, 100-240 VAC, three 0-5 V analog outputs by channel, RS485, external pressure input | Orbisphere
511/ADE/T1V0P00K | 26367 | 3% | 25575.99 | Orbisphere 511, O2 (EC) CO2 (TC) N2 (TC), portable, 100-240 VAC, three 0-5 V analog outputs by channel, RS485, external pressure input, Korean software version | Orbisphere
511/ADE/T3C0P000 | 26622 | 3% | 25823.34 | Orbisphere 511, O2 (EC) CO2 (TC) N2 (TC), portable, 100-240 VAC, with batteries, three 0/4-20 mA analog outputs by channel, RS485, external pressure input | Orbisphere
511/ADE/T3C0P00K | 26622 | 3% | 25823.34 | Orbisphere 511, O2 (EC) CO2 (TC) N2 (TC), portable, 100-240 VAC, with batteries, three 0/4-20 mA analog outputs by channel, RS485, external pressure input, Korean software version | Orbisphere
511/ADE/T3V0P000 | 26622 | 3% | 25823.34 | Orbisphere 511, O2 (EC) CO2 (TC) N2 (TC), portable, 100-240 VAC, with batteries, three 0-5 V analog outputs by channel, RS485, external pressure input | Orbisphere
511/ADE/T3V0P00K | 26622 | 3% | 25823.34 | Orbisphere 511, O2 (EC) CO2 (TC) N2 (TC), portable, 100-240 VAC, with batteries, three 0-5 V analog outputs by channel, RS485, external pressure input, Korean software version | Orbisphere
511/ADE/W1C0P000 | 27756 | 3% | 26923.32 | Orbisphere 511, O2 (EC) CO2 (TC) N2 (TC), wall mount, 100-240 VAC, three 0/4-20 mA analog outputs by channel, RS485, external pressure input | Orbisphere
511/ADE/W1C0P00K | 27000 | 3% | 26190 | Orbisphere 511, O2 (EC) CO2 (TC) N2 (TC), wall mount, 100-240 VAC, three 0/4-20 mA analog outputs by channel, RS485, external pressure input, Korean software version | Orbisphere
511/ADE/W1C1P000 | 27379 | 3% | 26557.63 | Orbisphere 511, O2 (EC) CO2 (TC) N2 (TC), wall mount, 100-240 VAC, three 0/4-20 mA analog outputs by channel, Profibus / RS485, external pressure input | Orbisphere
511/ADE/W1C1P00K | 27379 | 3% | 26557.63 | Orbisphere 511, O2 (EC) CO2 (TC) N2 (TC), wall mount, 100-240 VAC, three 0/4-20 mA analog outputs by channel, Profibus / RS485, external pressure input, Korean software version | Orbisphere
511/ADE/W2C0P000 | 27000 | 3% | 26190 | Orbisphere 511, O2 (EC) CO2 (TC) N2 (TC), wall mount, 10-36 VDC, three 0/4-20 mA analog outputs by channel, RS485, external pressure input | Orbisphere
511/ADE/W2C0P00K | 27000 | 3% | 26190 | Orbisphere 511, O2 (EC) CO2 (TC) N2 (TC), wall mount, 10-36 VDC, three 0/4-20 mA analog outputs by channel, RS485, external pressure input, Korean software version | Orbisphere
511/ADE/W2C1P000 | 27379 | 3% | 26557.63 | Orbisphere 511, O2 (EC) CO2 (TC) N2 (TC), wall mount, 10-36 VDC, three 0/4-20 mA analog outputs by channel, Profibus / RS485, external pressure input | Orbisphere
511/ADE/W2C1P00K | 27379 | 3% | 26557.63 | Orbisphere 511, O2 (EC) CO2 (TC) N2 (TC), wall mount, 10-36 VDC, three 0/4-20 mA analog outputs by channel, Profibus / RS485, external pressure input, Korean software version | Orbisphere
511/AE0/P1C0P00K | 21810 | 3% | 21155.7 | Orbisphere 511, O2 (EC) N2 (TC) , panel mount, 100-240 VAC, three 0/4-20 mA analog outputs by channel, RS485, external pressure input, Korean software version | Orbisphere
511/AE0/P1C1P000 | 22190 | 3% | 21524.3 | Orbisphere 511, O2 (EC) N2 (TC) , panel mount, 100-240 VAC, three 0/4-20 mA analog outputs by channel, Profibus / RS485, external pressure input | Orbisphere
511/AE0/P1C1P00K | 22190 | 3% | 21524.3 | Orbisphere 511, O2 (EC) N2 (TC) , panel mount, 100-240 VAC, three 0/4-20 mA analog outputs by channel, Profibus / RS485, external pressure input, Korean software version | Orbisphere
511/AE0/P2C0P000 | 21810 | 3% | 21155.7 | Orbisphere 511, O2 (EC) N2 (TC) , panel mount, 10-36 VDC, three 0/4-20 mA analog outputs by channel, RS485, external pressure input | Orbisphere
511/AE0/P2C0P00K | 21810 | 3% | 21155.7 | Orbisphere 511, O2 (EC) N2 (TC) , panel mount, 10-36 VDC, three 0/4-20 mA analog outputs by channel, RS485, external pressure input, Korean software version | Orbisphere
511/AE0/P2C1P000 | 22190 | 3% | 21524.3 | Orbisphere 511, O2 (EC) N2 (TC) , panel mount, 10-36 VDC, three 0/4-20 mA analog outputs by channel, Profibus / RS485, external pressure input | Orbisphere
511/AE0/P2C1P00K | 22190 | 3% | 21524.3 | Orbisphere 511, O2 (EC) N2 (TC) , panel mount, 10-36 VDC, three 0/4-20 mA analog outputs by channel, Profibus / RS485, external pressure input, Korean software version | Orbisphere
511/AE0/T1C0P000 | 21936 | 3% | 21277.92 | Orbisphere 511, O2 (EC) N2 (TC) , portable, 100-240 VAC, three 0/4-20 mA analog outputs by channel, RS485, external pressure input | Orbisphere
511/AE0/T1C0P00K | 21936 | 3% | 21277.92 | Orbisphere 511, O2 (EC) N2 (TC) , portable, 100-240 VAC, three 0/4-20 mA analog outputs by channel, RS485, external pressure input, Korean software version | Orbisphere
511/AE0/T1V0P000 | 21936 | 3% | 21277.92 | Orbisphere 511, O2 (EC) N2 (TC) , portable, 100-240 VAC, three 0-5 V analog outputs by channel, RS485, external pressure input | Orbisphere
511/AE0/T1V0P00K | 21936 | 3% | 21277.92 | Orbisphere 511, O2 (EC) N2 (TC) , portable, 100-240 VAC, three 0-5 V analog outputs by channel, RS485, external pressure input, Korean software version | Orbisphere
511/AE0/T3C0P000 | 22190 | 3% | 21524.3 | Orbisphere 511, O2 (EC) N2 (TC) , portable, 100-240 VAC, with batteries, three 0/4-20 mA analog outputs by channel, RS485, external pressure input | Orbisphere
511/AE0/T3C0P00K | 22190 | 3% | 21524.3 | Orbisphere 511, O2 (EC) N2 (TC) , portable, 100-240 VAC, with batteries, three 0/4-20 mA analog outputs by channel, RS485, external pressure input, Korean software version | Orbisphere
511/AE0/T3V0P000 | 22190 | 3% | 21524.3 | Orbisphere 511, O2 (EC) N2 (TC) , portable, 100-240 VAC, with batteries, three 0-5 V analog outputs by channel, RS485, external pressure input | Orbisphere
511/AE0/T3V0P00K | 22190 | 3% | 21524.3 | Orbisphere 511, O2 (EC) N2 (TC) , portable, 100-240 VAC, with batteries, three 0-5 V analog outputs by channel, RS485, external pressure input, Korean software version | Orbisphere
511/AE0/W1C0P000 | 22570 | 3% | 21892.9 | Orbisphere 511, O2 (EC) N2 (TC) , wall mount, 100-240 VAC, three 0/4-20 mA analog outputs by channel, RS485, external pressure input | Orbisphere
511/AE0/W1C0P00K | 22570 | 3% | 21892.9 | Orbisphere 511, O2 (EC) N2 (TC) , wall mount, 100-240 VAC, three 0/4-20 mA analog outputs by channel, RS485, external pressure input, Korean software version | Orbisphere
511/AE0/W1C1P000 | 22950 | 3% | 22261.5 | Orbisphere 511, O2 (EC) N2 (TC) , wall mount, 100-240 VAC, three 0/4-20 mA analog outputs by channel, Profibus / RS485, external pressure input | Orbisphere
511/AE0/W1C1P00K | 22950 | 3% | 22261.5 | Orbisphere 511, O2 (EC) N2 (TC) , wall mount, 100-240 VAC, three 0/4-20 mA analog outputs by channel, Profibus / RS485, external pressure input, Korean software version | Orbisphere
511/AE0/W2C0P000 | 22570 | 3% | 21892.9 | Orbisphere 511, O2 (EC) N2 (TC) , wall mount, 10-36 VDC, three 0/4-20 mA analog outputs by channel, RS485, external pressure input | Orbisphere
511/AE0/W2C0P00K | 22570 | 3% | 21892.9 | Orbisphere 511, O2 (EC) N2 (TC) , wall mount, 10-36 VDC, three 0/4-20 mA analog outputs by channel, RS485, external pressure input, Korean software version | Orbisphere
511/AE0/W2C1P000 | 22950 | 3% | 22261.5 | Orbisphere 511, O2 (EC) N2 (TC) , wall mount, 10-36 VDC, three 0/4-20 mA analog outputs by channel, Profibus / RS485, external pressure input | Orbisphere
511/AE0/W2C1P00K | 22950 | 3% | 22261.5 | Orbisphere 511, O2 (EC) N2 (TC) , wall mount, 10-36 VDC, three 0/4-20 mA analog outputs by channel, Profibus / RS485, external pressure input, Korean software version | Orbisphere
511/AEF/P1C0P00K | 32607 | 3% | 31628.79 | Orbisphere 511, O2 (EC) N2 (TC) H2 (TC), panel mount, 100-240 VAC, three 0/4-20 mA analog outputs by channel, RS485, external pressure input, Korean software version | Orbisphere
511/AEF/P1C1P000 | 32987 | 3% | 31997.39 | Orbisphere 511, O2 (EC) N2 (TC) H2 (TC), panel mount, 100-240 VAC, three 0/4-20 mA analog outputs by channel, Profibus / RS485, external pressure input | Orbisphere
511/AEF/P1C1P00K | 32987 | 3% | 31997.39 | Orbisphere 511, O2 (EC) N2 (TC) H2 (TC), panel mount, 100-240 VAC, three 0/4-20 mA analog outputs by channel, Profibus / RS485, external pressure input, Korean software version | Orbisphere
511/AEF/P2C0P000 | 32607 | 3% | 31628.79 | Orbisphere 511, O2 (EC) N2 (TC) H2 (TC), panel mount, 10-36 VDC, three 0/4-20 mA analog outputs by channel, RS485, external pressure input | Orbisphere
511/AEF/P2C0P00K | 32607 | 3% | 31628.79 | Orbisphere 511, O2 (EC) N2 (TC) H2 (TC), panel mount, 10-36 VDC, three 0/4-20 mA analog outputs by channel, RS485, external pressure input, Korean software version | Orbisphere
511/AEF/P2C1P000 | 32987 | 3% | 31997.39 | Orbisphere 511, O2 (EC) N2 (TC) H2 (TC), panel mount, 10-36 VDC, three 0/4-20 mA analog outputs by channel, Profibus / RS485, external pressure input | Orbisphere
511/AEF/P2C1P00K | 32987 | 3% | 31997.39 | Orbisphere 511, O2 (EC) N2 (TC) H2 (TC), panel mount, 10-36 VDC, three 0/4-20 mA analog outputs by channel, Profibus / RS485, external pressure input, Korean software version | Orbisphere
511/AEF/T1C0P000 | 32734 | 3% | 31751.98 | Orbisphere 511, O2 (EC) N2 (TC) H2 (TC), portable, 100-240 VAC, three 0/4-20 mA analog outputs by channel, RS485, external pressure input | Orbisphere
511/AEF/T1C0P00K | 32734 | 3% | 31751.98 | Orbisphere 511, O2 (EC) N2 (TC) H2 (TC), portable, 100-240 VAC, three 0/4-20 mA analog outputs by channel, RS485, external pressure input, Korean software version | Orbisphere
511/AEF/T1V0P000 | 32734 | 3% | 31751.98 | Orbisphere 511, O2 (EC) N2 (TC) H2 (TC), portable, 100-240 VAC, three 0-5 V analog outputs by channel, RS485, external pressure input | Orbisphere
511/AEF/T1V0P00K | 32734 | 3% | 31751.98 | Orbisphere 511, O2 (EC) N2 (TC) H2 (TC), portable, 100-240 VAC, three 0-5 V analog outputs by channel, RS485, external pressure input, Korean software version | Orbisphere
511/AEF/T3C0P000 | 33910 | 3% | 32892.7 | Orbisphere 511, O2 (EC) N2 (TC) H2 (TC), portable, 100-240 VAC, with batteries, three 0/4-20 mA analog outputs by channel, RS485, external pressure input | Orbisphere
511/AEF/T3C0P00K | 32987 | 3% | 31997.39 | Orbisphere 511, O2 (EC) N2 (TC) H2 (TC), portable, 100-240 VAC, with batteries, three 0/4-20 mA analog outputs by channel, RS485, external pressure input, Korean software version | Orbisphere
511/AEF/T3V0P000 | 32987 | 3% | 31997.39 | Orbisphere 511, O2 (EC) N2 (TC) H2 (TC), portable, 100-240 VAC, with batteries, three 0-5 V analog outputs by channel, RS485, external pressure input | Orbisphere
511/AEF/T3V0P00K | 32987 | 3% | 31997.39 | Orbisphere 511, O2 (EC) N2 (TC) H2 (TC), portable, 100-240 VAC, with batteries, three 0-5 V analog outputs by channel, RS485, external pressure input, Korean software version | Orbisphere
511/AEF/W1C0P000 | 34367 | 3% | 33335.99 | Orbisphere 511, O2 (EC) N2 (TC) H2 (TC), wall mount, 100-240 VAC, three 0/4-20 mA analog outputs by channel, RS485, external pressure input | Orbisphere
511/AEF/W1C0P00K | 33365 | 3% | 32364.05 | Orbisphere 511, O2 (EC) N2 (TC) H2 (TC), wall mount, 100-240 VAC, three 0/4-20 mA analog outputs by channel, RS485, external pressure input, Korean software version | Orbisphere
511/AEF/W1C1P000 | 33748 | 3% | 32735.56 | Orbisphere 511, O2 (EC) N2 (TC) H2 (TC), wall mount, 100-240 VAC, three 0/4-20 mA analog outputs by channel, Profibus / RS485, external pressure input | Orbisphere
511/AEF/W1C1P00K | 33748 | 3% | 32735.56 | Orbisphere 511, O2 (EC) N2 (TC) H2 (TC), wall mount, 100-240 VAC, three 0/4-20 mA analog outputs by channel, Profibus / RS485, external pressure input, Korean software version | Orbisphere
511/AEF/W2C0P000 | 33365 | 3% | 32364.05 | Orbisphere 511, O2 (EC) N2 (TC) H2 (TC), wall mount, 10-36 VDC, three 0/4-20 mA analog outputs by channel, RS485, external pressure input | Orbisphere
511/AEF/W2C0P00K | 33365 | 3% | 32364.05 | Orbisphere 511, O2 (EC) N2 (TC) H2 (TC), wall mount, 10-36 VDC, three 0/4-20 mA analog outputs by channel, RS485, external pressure input, Korean software version | Orbisphere
511/AEF/W2C1P000 | 33748 | 3% | 32735.56 | Orbisphere 511, O2 (EC) N2 (TC) H2 (TC), wall mount, 10-36 VDC, three 0/4-20 mA analog outputs by channel, Profibus / RS485, external pressure input | Orbisphere
511/AEF/W2C1P00K | 33748 | 3% | 32735.56 | Orbisphere 511, O2 (EC) N2 (TC) H2 (TC), wall mount, 10-36 VDC, three 0/4-20 mA analog outputs by channel, Profibus / RS485, external pressure input, Korean software version | Orbisphere
511/AF0/P1C1P00K | 22190 | 3% | 21524.3 | Orbisphere 511, O2 (EC) H2 (TC) , panel mount, 100-240 VAC, three 0/4-20 mA analog outputs by channel, Profibus / RS485, external pressure input, Korean software version | Orbisphere
511/AF0/P2C0P000 | 21810 | 3% | 21155.7 | Orbisphere 511, O2 (EC) H2 (TC) , panel mount, 10-36 VDC, three 0/4-20 mA analog outputs by channel, RS485, external pressure input | Orbisphere
511/AF0/P2C0P00K | 21810 | 3% | 21155.7 | Orbisphere 511, O2 (EC) H2 (TC) , panel mount, 10-36 VDC, three 0/4-20 mA analog outputs by channel, RS485, external pressure input, Korean software version | Orbisphere
511/AF0/P2C1P000 | 22190 | 3% | 21524.3 | Orbisphere 511, O2 (EC) H2 (TC) , panel mount, 10-36 VDC, three 0/4-20 mA analog outputs by channel, Profibus / RS485, external pressure input | Orbisphere
511/AF0/P2C1P00K | 22190 | 3% | 21524.3 | Orbisphere 511, O2 (EC) H2 (TC) , panel mount, 10-36 VDC, three 0/4-20 mA analog outputs by channel, Profibus / RS485, external pressure input, Korean software version | Orbisphere
511/AF0/T1C0P000 | 21936 | 3% | 21277.92 | Orbisphere 511, O2 (EC) H2 (TC) , portable, 100-240 VAC, three 0/4-20 mA analog outputs by channel, RS485, external pressure input | Orbisphere
511/AF0/T1C0P00K | 21936 | 3% | 21277.92 | Orbisphere 511, O2 (EC) H2 (TC) , portable, 100-240 VAC, three 0/4-20 mA analog outputs by channel, RS485, external pressure input, Korean software version | Orbisphere
511/AF0/T1V0P000 | 21936 | 3% | 21277.92 | Orbisphere 511, O2 (EC) H2 (TC) , portable, 100-240 VAC, three 0-5 V analog outputs by channel, RS485, external pressure input | Orbisphere
511/AF0/T1V0P00K | 21936 | 3% | 21277.92 | Orbisphere 511, O2 (EC) H2 (TC) , portable, 100-240 VAC, three 0-5 V analog outputs by channel, RS485, external pressure input, Korean software version | Orbisphere
511/AF0/T3C0P00K | 22190 | 3% | 21524.3 | Orbisphere 511, O2 (EC) H2 (TC) , portable, 100-240 VAC, with batteries, three 0/4-20 mA analog outputs by channel, RS485, external pressure input, Korean software version | Orbisphere
511/AF0/T3V0P000 | 22190 | 3% | 21524.3 | Orbisphere 511, O2 (EC) H2 (TC) , portable, 100-240 VAC, with batteries, three 0-5 V analog outputs by channel, RS485, external pressure input | Orbisphere
511/AF0/T3V0P00K | 22190 | 3% | 21524.3 | Orbisphere 511, O2 (EC) H2 (TC) , portable, 100-240 VAC, with batteries, three 0-5 V analog outputs by channel, RS485, external pressure input, Korean software version | Orbisphere
511/AF0/W1C0P000 | 22570 | 3% | 21892.9 | Orbisphere 511, O2 (EC) H2 (TC) , wall mount, 100-240 VAC, three 0/4-20 mA analog outputs by channel, RS485, external pressure input | Orbisphere
511/AF0/W1C0P00K | 22570 | 3% | 21892.9 | Orbisphere 511, O2 (EC) H2 (TC) , wall mount, 100-240 VAC, three 0/4-20 mA analog outputs by channel, RS485, external pressure input, Korean software version | Orbisphere
511/AF0/W1C1P000 | 22950 | 3% | 22261.5 | Orbisphere 511, O2 (EC) H2 (TC) , wall mount, 100-240 VAC, three 0/4-20 mA analog outputs by channel, Profibus / RS485, external pressure input | Orbisphere
511/AF0/W1C1P00K | 22950 | 3% | 22261.5 | Orbisphere 511, O2 (EC) H2 (TC) , wall mount, 100-240 VAC, three 0/4-20 mA analog outputs by channel, Profibus / RS485, external pressure input, Korean software version | Orbisphere
511/AF0/W2C0P000 | 22570 | 3% | 21892.9 | Orbisphere 511, O2 (EC) H2 (TC) , wall mount, 10-36 VDC, three 0/4-20 mA analog outputs by channel, RS485, external pressure input | Orbisphere
511/AF0/W2C0P00K | 22570 | 3% | 21892.9 | Orbisphere 511, O2 (EC) H2 (TC) , wall mount, 10-36 VDC, three 0/4-20 mA analog outputs by channel, RS485, external pressure input, Korean software version | Orbisphere
511/AF0/W2C1P000 | 22950 | 3% | 22261.5 | Orbisphere 511, O2 (EC) H2 (TC) , wall mount, 10-36 VDC, three 0/4-20 mA analog outputs by channel, Profibus / RS485, external pressure input | Orbisphere
511/AF0/W2C1P00K | 22950 | 3% | 22261.5 | Orbisphere 511, O2 (EC) H2 (TC) , wall mount, 10-36 VDC, three 0/4-20 mA analog outputs by channel, Profibus / RS485, external pressure input, Korean software version | Orbisphere
511/DE0/P1C0P00K | 21810 | 3% | 21155.7 | Orbisphere 511, CO2 (TC) N2 (TC) , panel mount, 100-240 VAC, three 0/4-20 mA analog outputs by channel, RS485, external pressure input, Korean software version | Orbisphere
511/DE0/P1C1P000 | 22190 | 3% | 21524.3 | Orbisphere 511, CO2 (TC) N2 (TC) , panel mount, 100-240 VAC, three 0/4-20 mA analog outputs by channel, Profibus / RS485, external pressure input | Orbisphere
511/DE0/P1C1P00K | 22190 | 3% | 21524.3 | Orbisphere 511, CO2 (TC) N2 (TC) , panel mount, 100-240 VAC, three 0/4-20 mA analog outputs by channel, Profibus / RS485, external pressure input, Korean software version | Orbisphere
511/DE0/P2C0P000 | 21810 | 3% | 21155.7 | Orbisphere 511, CO2 (TC) N2 (TC) , panel mount, 10-36 VDC, three 0/4-20 mA analog outputs by channel, RS485, external pressure input | Orbisphere
511/DE0/P2C0P00K | 21810 | 3% | 21155.7 | Orbisphere 511, CO2 (TC) N2 (TC) , panel mount, 10-36 VDC, three 0/4-20 mA analog outputs by channel, RS485, external pressure input, Korean software version | Orbisphere
511/DE0/P2C1P000 | 22190 | 3% | 21524.3 | Orbisphere 511, CO2 (TC) N2 (TC) , panel mount, 10-36 VDC, three 0/4-20 mA analog outputs by channel, Profibus / RS485, external pressure input | Orbisphere
511/DE0/P2C1P00K | 22190 | 3% | 21524.3 | Orbisphere 511, CO2 (TC) N2 (TC) , panel mount, 10-36 VDC, three 0/4-20 mA analog outputs by channel, Profibus / RS485, external pressure input, Korean software version | Orbisphere
511/DE0/T1C0P000 | 21936 | 3% | 21277.92 | Orbisphere 511, CO2 (TC) N2 (TC) , portable, 100-240 VAC, three 0/4-20 mA analog outputs by channel, RS485, external pressure input | Orbisphere
511/DE0/T1C0P00K | 21936 | 3% | 21277.92 | Orbisphere 511, CO2 (TC) N2 (TC) , portable, 100-240 VAC, three 0/4-20 mA analog outputs by channel, RS485, external pressure input, Korean software version | Orbisphere
511/DE0/T1V0P000 | 21936 | 3% | 21277.92 | Orbisphere 511, CO2 (TC) N2 (TC) , portable, 100-240 VAC, three 0-5 V analog outputs by channel, RS485, external pressure input | Orbisphere
511/DE0/T1V0P00K | 21936 | 3% | 21277.92 | Orbisphere 511, CO2 (TC) N2 (TC) , portable, 100-240 VAC, three 0-5 V analog outputs by channel, RS485, external pressure input, Korean software version | Orbisphere
511/DE0/T3C0P000 | 22190 | 3% | 21524.3 | Orbisphere 511, CO2 (TC) N2 (TC) , portable, 100-240 VAC, with batteries, three 0/4-20 mA analog outputs by channel, RS485, external pressure input | Orbisphere
511/DE0/T3C0P00K | 22190 | 3% | 21524.3 | Orbisphere 511, CO2 (TC) N2 (TC) , portable, 100-240 VAC, with batteries, three 0/4-20 mA analog outputs by channel, RS485, external pressure input, Korean software version | Orbisphere
511/DE0/T3V0P000 | 22190 | 3% | 21524.3 | Orbisphere 511, CO2 (TC) N2 (TC) , portable, 100-240 VAC, with batteries, three 0-5 V analog outputs by channel, RS485, external pressure input | Orbisphere
511/DE0/T3V0P00K | 22190 | 3% | 21524.3 | Orbisphere 511, CO2 (TC) N2 (TC) , portable, 100-240 VAC, with batteries, three 0-5 V analog outputs by channel, RS485, external pressure input, Korean software version | Orbisphere
511/DE0/W1C0P000 | 23201 | 3% | 22504.97 | Orbisphere 511, CO2 (TC) N2 (TC) , wall mount, 100-240 VAC, three 0/4-20 mA analog outputs by channel, RS485, external pressure input | Orbisphere
511/DE0/W1C0P00K | 22570 | 3% | 21892.9 | Orbisphere 511, CO2 (TC) N2 (TC) , wall mount, 100-240 VAC, three 0/4-20 mA analog outputs by channel, RS485, external pressure input, Korean software version | Orbisphere
511/DE0/W1C1P000 | 22950 | 3% | 22261.5 | Orbisphere 511, CO2 (TC) N2 (TC) , wall mount, 100-240 VAC, three 0/4-20 mA analog outputs by channel, Profibus / RS485, external pressure input | Orbisphere
511/DE0/W1C1P00K | 22950 | 3% | 22261.5 | Orbisphere 511, CO2 (TC) N2 (TC) , wall mount, 100-240 VAC, three 0/4-20 mA analog outputs by channel, Profibus / RS485, external pressure input, Korean software version | Orbisphere
511/DE0/W2C0P000 | 23201 | 3% | 22504.97 | Orbisphere 511, CO2 (TC) N2 (TC) , wall mount, 10-36 VDC, three 0/4-20 mA analog outputs by channel, RS485, external pressure input | Orbisphere
511/DE0/W2C0P00K | 22570 | 3% | 21892.9 | Orbisphere 511, CO2 (TC) N2 (TC) , wall mount, 10-36 VDC, three 0/4-20 mA analog outputs by channel, RS485, external pressure input, Korean software version | Orbisphere
511/DE0/W2C1P000 | 22950 | 3% | 22261.5 | Orbisphere 511, CO2 (TC) N2 (TC) , wall mount, 10-36 VDC, three 0/4-20 mA analog outputs by channel, Profibus / RS485, external pressure input | Orbisphere
511/DE0/W2C1P00K | 22950 | 3% | 22261.5 | Orbisphere 511, CO2 (TC) N2 (TC) , wall mount, 10-36 VDC, three 0/4-20 mA analog outputs by channel, Profibus / RS485, external pressure input, Korean software version | Orbisphere
511/E00/P1C0P000 | 17868 | 3% | 17331.96 | Orbisphere 511, N2 (TC) , panel mount, 100-240 VAC, three 0/4-20 mA analog outputs by channel, RS485, external pressure input | Orbisphere
511/E00/P1C0P00K | 17381 | 3% | 16859.57 | Orbisphere 511, N2 (TC) , panel mount, 100-240 VAC, three 0/4-20 mA analog outputs by channel, RS485, external pressure input, Korean software version | Orbisphere
511/E00/P1C1P000 | 17761 | 3% | 17228.17 | Orbisphere 511, N2 (TC) , panel mount, 100-240 VAC, three 0/4-20 mA analog outputs by channel, Profibus / RS485, external pressure input | Orbisphere
511/E00/P1C1P00K | 17761 | 3% | 17228.17 | Orbisphere 511, N2 (TC) , panel mount, 100-240 VAC, three 0/4-20 mA analog outputs by channel, Profibus / RS485, external pressure input, Korean software version | Orbisphere
511/E00/P2C0P000 | 17050 | 3% | 16538.5 | Orbisphere 511, N2 (TC) , panel mount, 10-36 VDC, three 0/4-20 mA analog outputs by channel, RS485, external pressure input | Orbisphere
511/E00/P2C0P00K | 17381 | 3% | 16859.57 | Orbisphere 511, N2 (TC) , panel mount, 10-36 VDC, three 0/4-20 mA analog outputs by channel, RS485, external pressure input, Korean software version | Orbisphere
511/E00/P2C1P000 | 17761 | 3% | 17228.17 | Orbisphere 511, N2 (TC) , panel mount, 10-36 VDC, three 0/4-20 mA analog outputs by channel, Profibus / RS485, external pressure input | Orbisphere
511/E00/P2C1P00K | 17761 | 3% | 17228.17 | Orbisphere 511, N2 (TC) , panel mount, 10-36 VDC, three 0/4-20 mA analog outputs by channel, Profibus / RS485, external pressure input, Korean software version | Orbisphere
511/E00/T1C0P000 | 17997 | 3% | 17457.09 | Orbisphere 511, N2 (TC) , portable, 100-240 VAC, three 0/4-20 mA analog outputs by channel, RS485, external pressure input | Orbisphere
511/E00/T1C0P00K | 17508 | 3% | 16982.76 | Orbisphere 511, N2 (TC) , portable, 100-240 VAC, three 0/4-20 mA analog outputs by channel, RS485, external pressure input, Korean software version | Orbisphere
511/E00/T1V0P000 | 17508 | 3% | 16982.76 | Orbisphere 511, N2 (TC) , portable, 100-240 VAC, three 0-5 V analog outputs by channel, RS485, external pressure input | Orbisphere
511/E00/T1V0P00K | 17508 | 3% | 16982.76 | Orbisphere 511, N2 (TC) , portable, 100-240 VAC, three 0-5 V analog outputs by channel, RS485, external pressure input, Korean software version | Orbisphere
511/E00/T3C0P00K | 17761 | 3% | 17228.17 | Orbisphere 511, N2 (TC) , portable, 100-240 VAC, with batteries, three 0/4-20 mA analog outputs by channel, RS485, external pressure input, Korean software version | Orbisphere
511/E00/T3V0P000 | 17761 | 3% | 17228.17 | Orbisphere 511, N2 (TC) , portable, 100-240 VAC, with batteries, three 0-5 V analog outputs by channel, RS485, external pressure input | Orbisphere
511/E00/T3V0P00K | 17761 | 3% | 17228.17 | Orbisphere 511, N2 (TC) , portable, 100-240 VAC, with batteries, three 0-5 V analog outputs by channel, RS485, external pressure input, Korean software version | Orbisphere
511/E00/W1C0P00K | 18141 | 3% | 17596.77 | Orbisphere 511, N2 (TC) , wall mount, 100-240 VAC, three 0/4-20 mA analog outputs by channel, RS485, external pressure input, Korean software version | Orbisphere
511/E00/W1C1P00K | 18519 | 3% | 17963.43 | Orbisphere 511, N2 (TC) , wall mount, 100-240 VAC, three 0/4-20 mA analog outputs by channel, Profibus / RS485, external pressure input, Korean software version | Orbisphere
511/E00/W2C0P000 | 18648 | 3% | 18088.56 | Orbisphere 511, N2 (TC) , wall mount, 10-36 VDC, three 0/4-20 mA analog outputs by channel, RS485, external pressure input | Orbisphere
511/E00/W2C0P00K | 18141 | 3% | 17596.77 | Orbisphere 511, N2 (TC) , wall mount, 10-36 VDC, three 0/4-20 mA analog outputs by channel, RS485, external pressure input, Korean software version | Orbisphere
511/E00/W2C1P000 | 18519 | 3% | 17963.43 | Orbisphere 511, N2 (TC) , wall mount, 10-36 VDC, three 0/4-20 mA analog outputs by channel, Profibus / RS485, external pressure input | Orbisphere
511/E00/W2C1P00K | 18519 | 3% | 17963.43 | Orbisphere 511, N2 (TC) , wall mount, 10-36 VDC, three 0/4-20 mA analog outputs by channel, Profibus / RS485, external pressure input, Korean software version | Orbisphere
511/EF0/P1C0P000 | 28176 | 3% | 27330.72 | Orbisphere 511, N2 (TC) H2 (TC) , panel mount, 100-240 VAC, three 0/4-20 mA analog outputs by channel, RS485, external pressure input | Orbisphere
511/EF0/P1C0P00K | 28176 | 3% | 27330.72 | Orbisphere 511, N2 (TC) H2 (TC) , panel mount, 100-240 VAC, three 0/4-20 mA analog outputs by channel, RS485, external pressure input, Korean software version | Orbisphere
511/EF0/P1C1P000 | 28557 | 3% | 27700.29 | Orbisphere 511, N2 (TC) H2 (TC) , panel mount, 100-240 VAC, three 0/4-20 mA analog outputs by channel, Profibus / RS485, external pressure input | Orbisphere
511/EF0/P1C1P00K | 28557 | 3% | 27700.29 | Orbisphere 511, N2 (TC) H2 (TC) , panel mount, 100-240 VAC, three 0/4-20 mA analog outputs by channel, Profibus / RS485, external pressure input, Korean software version | Orbisphere
511/EF0/P2C0P000 | 28176 | 3% | 27330.72 | Orbisphere 511, N2 (TC) H2 (TC) , panel mount, 10-36 VDC, three 0/4-20 mA analog outputs by channel, RS485, external pressure input | Orbisphere
511/EF0/P2C0P00K | 28176 | 3% | 27330.72 | Orbisphere 511, N2 (TC) H2 (TC) , panel mount, 10-36 VDC, three 0/4-20 mA analog outputs by channel, RS485, external pressure input, Korean software version | Orbisphere
511/EF0/P2C1P000 | 28557 | 3% | 27700.29 | Orbisphere 511, N2 (TC) H2 (TC) , panel mount, 10-36 VDC, three 0/4-20 mA analog outputs by channel, Profibus / RS485, external pressure input | Orbisphere
511/EF0/P2C1P00K | 28557 | 3% | 27700.29 | Orbisphere 511, N2 (TC) H2 (TC) , panel mount, 10-36 VDC, three 0/4-20 mA analog outputs by channel, Profibus / RS485, external pressure input, Korean software version | Orbisphere
511/EF0/T1C0P000 | 28303 | 3% | 27453.91 | Orbisphere 511, N2 (TC) H2 (TC) , portable, 100-240 VAC, three 0/4-20 mA analog outputs by channel, RS485, external pressure input | Orbisphere
511/EF0/T1C0P00K | 28303 | 3% | 27453.91 | Orbisphere 511, N2 (TC) H2 (TC) , portable, 100-240 VAC, three 0/4-20 mA analog outputs by channel, RS485, external pressure input, Korean software version | Orbisphere
511/EF0/T1V0P000 | 28303 | 3% | 27453.91 | Orbisphere 511, N2 (TC) H2 (TC) , portable, 100-240 VAC, three 0-5 V analog outputs by channel, RS485, external pressure input | Orbisphere
511/EF0/T1V0P00K | 28303 | 3% | 27453.91 | Orbisphere 511, N2 (TC) H2 (TC) , portable, 100-240 VAC, three 0-5 V analog outputs by channel, RS485, external pressure input, Korean software version | Orbisphere
511/EF0/T3C0P000 | 28557 | 3% | 27700.29 | Orbisphere 511, N2 (TC) H2 (TC) , portable, 100-240 VAC, with batteries, three 0/4-20 mA analog outputs by channel, RS485, external pressure input | Orbisphere
511/EF0/T3C0P00K | 28557 | 3% | 27700.29 | Orbisphere 511, N2 (TC) H2 (TC) , portable, 100-240 VAC, with batteries, three 0/4-20 mA analog outputs by channel, RS485, external pressure input, Korean software version | Orbisphere
511/EF0/T3V0P000 | 28557 | 3% | 27700.29 | Orbisphere 511, N2 (TC) H2 (TC) , portable, 100-240 VAC, with batteries, three 0-5 V analog outputs by channel, RS485, external pressure input | Orbisphere
511/EF0/T3V0P00K | 28557 | 3% | 27700.29 | Orbisphere 511, N2 (TC) H2 (TC) , portable, 100-240 VAC, with batteries, three 0-5 V analog outputs by channel, RS485, external pressure input, Korean software version | Orbisphere
511/EF0/W1C0P000 | 28937 | 3% | 28068.89 | Orbisphere 511, N2 (TC) H2 (TC) , wall mount, 100-240 VAC, three 0/4-20 mA analog outputs by channel, RS485, external pressure input | Orbisphere
511/EF0/W1C0P00K | 28937 | 3% | 28068.89 | Orbisphere 511, N2 (TC) H2 (TC) , wall mount, 100-240 VAC, three 0/4-20 mA analog outputs by channel, RS485, external pressure input, Korean software version | Orbisphere
511/EF0/W1C1P000 | 29317 | 3% | 28437.49 | Orbisphere 511, N2 (TC) H2 (TC) , wall mount, 100-240 VAC, three 0/4-20 mA analog outputs by channel, Profibus / RS485, external pressure input | Orbisphere
511/EF0/W1C1P00K | 29317 | 3% | 28437.49 | Orbisphere 511, N2 (TC) H2 (TC) , wall mount, 100-240 VAC, three 0/4-20 mA analog outputs by channel, Profibus / RS485, external pressure input, Korean software version | Orbisphere
511/EF0/W2C0P000 | 28937 | 3% | 28068.89 | Orbisphere 511, N2 (TC) H2 (TC) , wall mount, 10-36 VDC, three 0/4-20 mA analog outputs by channel, RS485, external pressure input | Orbisphere
511/EF0/W2C0P00K | 28937 | 3% | 28068.89 | Orbisphere 511, N2 (TC) H2 (TC) , wall mount, 10-36 VDC, three 0/4-20 mA analog outputs by channel, RS485, external pressure input, Korean software version | Orbisphere
511/EF0/W2C1P000 | 29317 | 3% | 28437.49 | Orbisphere 511, N2 (TC) H2 (TC) , wall mount, 10-36 VDC, three 0/4-20 mA analog outputs by channel, Profibus / RS485, external pressure input | Orbisphere
511/EF0/W2C1P00K | 29317 | 3% | 28437.49 | Orbisphere 511, N2 (TC) H2 (TC) , wall mount, 10-36 VDC, three 0/4-20 mA analog outputs by channel, Profibus / RS485, external pressure input, Korean software version | Orbisphere
511/F00/P1C1P000 | 17761 | 3% | 17228.17 | Orbisphere 511, H2 (TC) , panel mount, 100-240 VAC, three 0/4-20 mA analog outputs by channel, Profibus / RS485, external pressure input | Orbisphere
511/F00/P1C1P00K | 17761 | 3% | 17228.17 | Orbisphere 511, H2 (TC) , panel mount, 100-240 VAC, three 0/4-20 mA analog outputs by channel, Profibus / RS485, external pressure input, Korean software version | Orbisphere
511/F00/P2C0P000 | 17868 | 3% | 17331.96 | Orbisphere 511, H2 (TC) , panel mount, 10-36 VDC, three 0/4-20 mA analog outputs by channel, RS485, external pressure input | Orbisphere
511/F00/P2C0P00K | 17381 | 3% | 16859.57 | Orbisphere 511, H2 (TC) , panel mount, 10-36 VDC, three 0/4-20 mA analog outputs by channel, RS485, external pressure input, Korean software version | Orbisphere
511/F00/P2C1P000 | 17761 | 3% | 17228.17 | Orbisphere 511, H2 (TC) , panel mount, 10-36 VDC, three 0/4-20 mA analog outputs by channel, Profibus / RS485, external pressure input | Orbisphere
511/F00/P2C1P00K | 17761 | 3% | 17228.17 | Orbisphere 511, H2 (TC) , panel mount, 10-36 VDC, three 0/4-20 mA analog outputs by channel, Profibus / RS485, external pressure input, Korean software version | Orbisphere
511/F00/T1C0P00K | 17508 | 3% | 16982.76 | Orbisphere 511, H2 (TC) , portable, 100-240 VAC, three 0/4-20 mA analog outputs by channel, RS485, external pressure input, Korean software version | Orbisphere
511/F00/T1V0P000 | 17508 | 3% | 16982.76 | Orbisphere 511, H2 (TC) , portable, 100-240 VAC, three 0-5 V analog outputs by channel, RS485, external pressure input | Orbisphere
511/F00/T1V0P00K | 17508 | 3% | 16982.76 | Orbisphere 511, H2 (TC) , portable, 100-240 VAC, three 0-5 V analog outputs by channel, RS485, external pressure input, Korean software version | Orbisphere
511/F00/T3C0P00K | 17761 | 3% | 17228.17 | Orbisphere 511, H2 (TC) , portable, 100-240 VAC, with batteries, three 0/4-20 mA analog outputs by channel, RS485, external pressure input, Korean software version | Orbisphere
511/F00/T3V0P000 | 17761 | 3% | 17228.17 | Orbisphere 511, H2 (TC) , portable, 100-240 VAC, with batteries, three 0-5 V analog outputs by channel, RS485, external pressure input | Orbisphere
511/F00/T3V0P00K | 17761 | 3% | 17228.17 | Orbisphere 511, H2 (TC) , portable, 100-240 VAC, with batteries, three 0-5 V analog outputs by channel, RS485, external pressure input, Korean software version | Orbisphere
511/F00/W1C0P000 | 18648 | 3% | 18088.56 | Orbisphere 511, H2 (TC) , wall mount, 100-240 VAC, three 0/4-20 mA analog outputs by channel, RS485, external pressure input | Orbisphere
511/F00/W1C0P00K | 18648 | 3% | 18088.56 | Orbisphere 511, H2 (TC) , wall mount, 100-240 VAC, three 0/4-20 mA analog outputs by channel, RS485, external pressure input, Korean software version | Orbisphere
511/F00/W1C1P00K | 18519 | 3% | 17963.43 | Orbisphere 511, H2 (TC) , wall mount, 100-240 VAC, three 0/4-20 mA analog outputs by channel, Profibus / RS485, external pressure input, Korean software version | Orbisphere
511/F00/W2C0P000 | 18141 | 3% | 17596.77 | Orbisphere 511, H2 (TC) , wall mount, 10-36 VDC, three 0/4-20 mA analog outputs by channel, RS485, external pressure input | Orbisphere
511/F00/W2C0P00K | 18141 | 3% | 17596.77 | Orbisphere 511, H2 (TC) , wall mount, 10-36 VDC, three 0/4-20 mA analog outputs by channel, RS485, external pressure input, Korean software version | Orbisphere
511/F00/W2C1P000 | 18519 | 3% | 17963.43 | Orbisphere 511, H2 (TC) , wall mount, 10-36 VDC, three 0/4-20 mA analog outputs by channel, Profibus / RS485, external pressure input | Orbisphere
511/F00/W2C1P00K | 18519 | 3% | 17963.43 | Orbisphere 511, H2 (TC) , wall mount, 10-36 VDC, three 0/4-20 mA analog outputs by channel, Profibus / RS485, external pressure input, Korean software version | Orbisphere
51100 | 3 | 3% | 2.91 | SPOON, MEASURING 0.1G | Hach
5116000 | 1 | 3% | 0.97 | PACKAGING ASSY, APA6000 | Hach
511ADE/T1C0P000 | 26699 | 3% | 25898.03 | 511, O2(EC) CO2(TC) N2(TC), PORTABLE | Orbisphere
511AE0/P1C0P000 | 22814 | 3% | 22129.58 | dg ORBISPHERE 511 O2 (EC0 N2 (TC) PANEL | Orbisphere
511AEF/P1C0P000 | 46017 | 3% | 44636.49 | dg Orbisphere 511, O2 (EC) N2 (TC) H2 (TC), panel mount, 85-264 VAC, three 0/4-20 mA analog outputs by channel, RS485, external pressure input | Orbisphere
511AF0/P1C1P000 | 22042 | 3% | 21380.74 | 511,O2 (EC), H2 (TC), PANEL MOUNT, PROFIBUS | Orbisphere
511AF0/P1C1P0N0 | 22973 | 3% | 22283.81 | 511,O2 (EC), H2 (TC), PANEL MOUNT, PROFIBUS, NUCLEAR APPLICATIONS | Orbisphere
511AF0/T3C0P000 | 23143 | 3% | 22448.71 | dg 511, O2 (EC) H2 (TC) PORT. 85-264 VAC | Orbisphere
511E00/T3C0P000 | 19736 | 3% | 19143.92 | dg 511 N2 TC PORTABLE, RS485, EXTERNAL PRESSURE INPUT | Orbisphere
511E00/W1C0P000 | 23486 | 3% | 22781.42 | dg 511 N2 TC WALL, RS485, EXTERNAL PRESSURE INPUT | Orbisphere
511E00/W1C1P000 | 23486 | 3% | 22781.42 | 511,N2 (TC), WALL MOUNT, RS485, PROFIBUS | Orbisphere
511EK0/P1C1P0N0 | 23090 | 3% | 22397.3 | 511,N2(TC)O2(LDO)Panel,VAC, Profibus,ext pres,LEMO | Orbisphere
511EK0/P2C1P0N0 | 23090 | 3% | 22397.3 | 511,N2(TC)O2(LDO)Panel,VDC, Profibus,ext pres,LEMO | Orbisphere
511EK0/W1C1P0N0 | 23850 | 3% | 23134.5 | 511,N2(TC)O2(LDO)Wall, VAC, Profibus,ext pres,LEMO | Orbisphere
511EK0/W2C1P0N0 | 23850 | 3% | 23134.5 | 511,N2(TC)O2(LDO)Wall, VDC, Profibus,ext pres,LEMO | Orbisphere
511F00/P1C0P000 | 21890 | 3% | 21233.3 | dg ORBISPHERE 511 HT (TC) PANAL MOUNT | Orbisphere
511F00/P1C0P00K | 18945 | 3% | 18376.65 | dg 511, H2 (TC), KOREAN | Orbisphere
511F00/P1C1P000 | 21230 | 3% | 20593.1 | 511,H2 (TC), PANEL MOUNT, RS485, PROFIBUS | Orbisphere
511F00/P1C1P0N0 | 23517 | 3% | 22811.49 | dg 511 H2 (TC), PANEL, PROF., LEMO FFF | Orbisphere
511F00/T1C0P000 | 17815 | 3% | 17280.55 | dg 511 H2 (TC), PORTABLE, RS485, EXT. PRES. | Orbisphere
511F00/T3C0P000 | 21890 | 3% | 21233.3 | dg 511 H2 (TC), TABLE, RS485, EXT. PRES., BAT | Orbisphere
511F00/W1C1P000 | 22417 | 3% | 21744.49 | 511,H2 (TC), WALL MOUNT, RS485, PROFIBUS | Orbisphere
511FF0/T1C0P000 | 33008 | 3% | 32017.76 | dg 511 2 CHANNEL H2 (TC), PORTABLE, RS485, EXT. PRES. | Orbisphere
511FK0/P1C1P0N0 | 23090 | 3% | 22397.3 | 511,H2(TC)O2(LDO)Panel,VAC, Profibus,ext pres,LEMO | Orbisphere
511FK0/P2C1P0N0 | 23090 | 3% | 22397.3 | 511,H2(TC)O2(LDO)Panel,VDC, Profibus,ext pres,LEMO | Orbisphere
511FK0/W1C1P0N0 | 23850 | 3% | 23134.5 | 511,H2(TC)O2(LDO)Wall, VAC, Profibus,ext pres,LEMO | Orbisphere
511FK0/W2C1P0N0 | 23850 | 3% | 23134.5 | 511,H2(TC)O2(LDO)Wall,VDC,Profibus,ext pres,LEMO | Orbisphere
512/AE0/P1C1P00K | 27456 | 3% | 26632.32 | Orbisphere 512 oxygen (EC), nitrogen (TC) instrument with active cross channel compensations, panel mount, 100-240 VAC, three 0/4-20mA analog outputs, Profibus / RS485, external pressure input, Korean software version | Orbisphere
512/AE0/P2C1P000 | 27043 | 3% | 26231.71 | Orbisphere 512 oxygen (EC), nitrogen (TC) instrument with active cross channel compensations, panel mount, 10-36 VDC, three 0/4-20mA analog outputs, Profibus / RS4855, external pressure input | Orbisphere
512/AE0/P2C1P00K | 27456 | 3% | 26632.32 | Orbisphere 512 oxygen (EC), nitrogen (TC) instrument with active cross channel compensations, panel mount, 10-36 VDC, three 0/4-20mA analog outputs, Profibus / RS4855, external pressure input, Korean software version | Orbisphere
512/AE0/T3C0P000 | 27153 | 3% | 26338.41 | Orbisphere 512 oxygen (EC), nitrogen (TC) instrument with active cross channel compensations, portable, 100-240 VAC, with batteries, three 0/4-20mA analog outputs, RS485, external pressure input | Orbisphere
512/AE0/W1C1P00K | 28256 | 3% | 27408.32 | Orbisphere 512 oxygen (EC), nitrogen (TC) instrument with active cross channel compensations, wall mount, 100-240 VAC, three 0/4-20mA analog outputs, Profibus / RS485, external pressure input, Korean software version | Orbisphere
512/AE0/W2C1P000 | 28122 | 3% | 27278.34 | Orbisphere 512 oxygen (EC), nitrogen (TC) instrument with active cross channel compensations, wall mount, 10-36 VDC, three 0/4-20mA analog outputs, Profibus / RS485, external pressure input | Orbisphere
512/AE0/W2C1P00K | 28256 | 3% | 27408.32 | Orbisphere 512 oxygen (EC), nitrogen (TC) instrument with active cross channel compensations, wall mount, 10-36 VDC, three 0/4-20mA analog outputs, Profibus / RS485, external pressure input, Korean software version | Orbisphere
512/AF0/P1C1P00K | 35643 | 3% | 34573.71 | Orbisphere 512 oxygen (EC), hydrogen (TC) instrument with active cross channel compensations for nuclear applications, panel mount, 100-240 VAC, three 0/4-20mA analog outputs, Profibus / RS485, external pressure input, Korean software vers | Orbisphere
512/AF0/P2C1P000 | 35643 | 3% | 34573.71 | Orbisphere 512 oxygen (EC), hydrogen (TC) instrument with active cross channel compensations for nuclear applications, panel mount, 10-36 VDC, three 0/4-20mA analog outputs, Profibus / RS4855, external pressure input | Orbisphere
512/AF0/P2C1P00K | 35643 | 3% | 34573.71 | Orbisphere 512 oxygen (EC), hydrogen (TC) instrument with active cross channel compensations for nuclear applications, panel mount, 10-36 VDC, three 0/4-20mA analog outputs, Profibus / RS4855, external pressure input, Korean software versi | Orbisphere
512/AF0/W1C1P000 | 36740 | 3% | 35637.8 | Orbisphere 512 oxygen (EC), hydrogen (TC) instrument with active cross channel compensations for nuclear applications, wall mount, 100-240 VAC, three 0/4-20mA analog outputs, Profibus / RS485, external pressure input | Orbisphere
512/AF0/W1C1P00K | 36740 | 3% | 35637.8 | Orbisphere 512 oxygen (EC), hydrogen (TC) instrument with active cross channel compensations for nuclear applications, wall mount, 100-240 VAC, three 0/4-20mA analog outputs, Profibus / RS485, external pressure input, Korean software versi | Orbisphere
512/AF0/W2C1P000 | 36740 | 3% | 35637.8 | Orbisphere 512 oxygen (EC), hydrogen (TC) instrument with active cross channel compensations for nuclear applications, wall mount, 10-36 VDC, three 0/4-20mA analog outputs, Profibus / RS485, external pressure input | Orbisphere
512/AF0/W2C1P00K | 36740 | 3% | 35637.8 | Orbisphere 512 oxygen (EC), hydrogen (TC) instrument with active cross channel compensations for nuclear applications, wall mount, 10-36 VDC, three 0/4-20mA analog outputs, Profibus / RS485, external pressure input, Korean software version | Orbisphere
512/EF0/P1C1P00K | 35643 | 3% | 34573.71 | Orbisphere 512 nitrogen (TC), hydrogen (TC) instrument with active cross channel compensations for nuclear applications, panel mount, 100-240 VAC, three 0/4-20mA analog outputs, Profibus / RS485, external pressure input, Korean software ve | Orbisphere
512/EF0/P2C1P000 | 35643 | 3% | 34573.71 | Orbisphere 512 nitrogen (TC), hydrogen (TC) instrument with active cross channel compensations for nuclear applications, panel mount, 10-36 VDC, three 0/4-20mA analog outputs, Profibus / RS4855, external pressure input | Orbisphere
512/EF0/P2C1P00K | 35643 | 3% | 34573.71 | Orbisphere 512 nitrogen (TC), hydrogen (TC) instrument with active cross channel compensations for nuclear applications, panel mount, 10-36 VDC, three 0/4-20mA analog outputs, Profibus / RS4855, external pressure input, Korean software ver | Orbisphere
512/EF0/W1C1P000 | 36740 | 3% | 35637.8 | Orbisphere 512 nitrogen (TC), hydrogen (TC) instrument with active cross channel compensations for nuclear applications, wall mount, 100-240 VAC, three 0/4-20mA analog outputs, Profibus / RS485, external pressure input | Orbisphere
512/EF0/W1C1P00K | 36740 | 3% | 35637.8 | Orbisphere 512 nitrogen (TC), hydrogen (TC) instrument with active cross channel compensations for nuclear applications, wall mount, 100-240 VAC, three 0/4-20mA analog outputs, Profibus / RS485, external pressure input, Korean software ver | Orbisphere
512/EF0/W2C1P000 | 36740 | 3% | 35637.8 | Orbisphere 512 nitrogen (TC), hydrogen (TC) instrument with active cross channel compensations for nuclear applications, wall mount, 10-36 VDC, three 0/4-20mA analog outputs, Profibus / RS485, external pressure input | Orbisphere
512/EF0/W2C1P00K | 36740 | 3% | 35637.8 | Orbisphere 512 nitrogen (TC), hydrogen (TC) instrument with active cross channel compensations for nuclear applications, wall mount, 10-36 VDC, three 0/4-20mA analog outputs, Profibus / RS485, external pressure input, Korean software versi | Orbisphere
51200 | 36.5 | 3% | 35.41 | FILTERING THIMBLE | Hach
5125000 | 934 | 3% | 905.98 | SIGNAL OUTPUT MODULE | Hach
5125018 | 61.29 | 3% | 59.45 | MANUAL, SIGNAL OUTPUT MODULE | Hach
512AE0/P1C1P000 | 28356 | 3% | 27505.32 | dg 512 O2 (EC), N2 (TC), ENGLISH | Orbisphere
512AE0/W1C1P000 | 26821 | 3% | 26016.37 | dg 512 O2 (EC) & N2 (TC) P BUS + RS485 | Orbisphere
512AF0/P1C1P000 | 46126 | 3% | 44742.22 | dg 512 O2 & H2 TC INSTRUMENT | Orbisphere
512AF0/P1C1P0N0 | 46792 | 3% | 45388.24 | dg 512 O2 (EC), H2 (TC) PANEL LEMO FFF | Orbisphere
512AF0/T3C0P000 | 45061 | 3% | 43709.17 | 512,O2(EC), H2 (TC), TABLE, RS485 | Orbisphere
512AF0/W1C1P000 | 45384 | 3% | 44022.48 | 512,O2(EC), H2 (TC), WALL MOUNT, RS485, PROFIBUS | Orbisphere
512EF0/P1C1P000 | 46442 | 3% | 45048.74 | dg 512 N2 (TC), H2 (TC) NUCLEAR APPLICATIONS | Orbisphere
512EF0/P1C1P0N0 | 48806 | 3% | 47341.82 | dg 512 N2 (TC), H2 (TC) NUCL. | Orbisphere
5133900 | 4193 | 3% | 4067.21 | MICRO FILTER, APA 6000,115V | Hach
5133901 | 4193 | 3% | 4067.21 | MICRO FILTER, APA 6000, 230V | Hach
5134 | 551 | 3% | 534.47 | KIT, CONDUCT. PROBE W/50 FT. CABLE | American Sigma
5135018 | 59.2 | 3% | 57.42 | MANUAL, AQUATREND | Hach
51400 | 6.25 | 3% | 6.06 | TEST TUBE, SOAP | Hach
5145018 | 38.59 | 3% | 37.43 | MANUAL, SIGNAL INPUT MODULE | Hach
5145060 | 746 | 3% | 723.62 | SIGNAL INPUT MODULE, INST. ONLY | Hach
5160-01 | 479 | 3% | 464.63 | BATTERY PACK ASSY,12 AH 911 FLOW | American Sigma
5170018 | 33 | 3% | 32.01 | MANUAL, SENSION1 PORT PH | Hach
5172 | 513 | 3% | 497.61 | mc PH PROBE (GROUNDED) W/ 50 FT. CABLE | American Sigma
5172518 | 33 | 3% | 32.01 | MANUAL, SENSION2 PORT PH/ISE | Hach
5174 | 436 | 3% | 422.92 | ORP PROBE WITH 50 FT. CABLE | American Sigma
5175018 | 33 | 3% | 32.01 | MANUAL, SENSION3 LAB PH | Hach
5176 | 1154 | 3% | 1119.38 | mc 3-WAY SOLENOID VALVE OPT/PUMP BYPASS | American Sigma
5177518 | 33 | 3% | 32.01 | MANUAL, SENSION4 LAB PH/ISE | Hach
5180018 | 33 | 3% | 32.01 | MANUAL, SENSION5 CONDUCTIVITY | Hach
518037 | 8.39 | 3% | 8.14 | TBG TYGON 5/16" OD X 1/16" W | Hach
5181200 | 160 | 3% | 155.2 | SENSOR CAP W/UPDATE MODULE,LDO PROBE | Hach
518137 | 9.85 | 3% | 9.55 | TBG TYGON 3/8" OD X 1/16 W | Hach
5183001 | 191 | 3% | 185.27 | KTO: DOCKING STATION, HQ SERIES 120V | Hach
5183002 | 191 | 3% | 185.27 | KTO: DOCKING STATION, HQ SERIES 230V | Hach
5185018 | 33 | 3% | 32.01 | MANUAL, SENSION6 DISS. OXYGEN | Hach
5187500 | 2.05 | 3% | 1.99 | si FILTER CAP, LAB LDO PROBE | GLI
5188906 | 17.15 | 5% | 16.29 | DESICCANT CARTRIDGE, PK/6 | Hach
5191000 | 329 | 3% | 319.13 | ELECTRODE, PT SERIES PH, 5-PIN | Hach
5191011 | 329 | 3% | 319.13 | ELECTRODE, PT SERIES PH, PHONE | Hach
5191022 | 329 | 3% | 319.13 | ELECTRODE, PT SERIES PH, DIN | Hach
5191088 | 33 | 3% | 32.01 | MANUAL, SENSION PH ELECTRODE | Hach
5191500 | 380 | 3% | 368.6 | ELECTRODE, PT SERIES PH FLAT | Hach
5191588 | 24 | 3% | 23.28 | MANUAL, SENSION PH FLAT | Hach
5192088 | 41 | 3% | 39.77 | MANUAL, SENSION NITRATE | Hach
5192500 | 534 | 3% | 517.98 | ELECTRODE, PT SERIES SODIUM | Hach
5192588 | 33 | 3% | 32.01 | MANUAL, PT SERIES SODIUM | Hach
5192700 | 556 | 3% | 539.32 | ELECTRODE, AMMONIA BNC | Hach
5192711 | 138 | 3% | 133.86 | AMMONIA MEMBRANE REPLACEMENT KIT pk5 | Hach
5192800 | 679 | 3% | 658.63 | db ELECTRODE, FLUORIDE COMBINATION | Hach
5192900 | 6.35 | 3% | 6.16 | BOTTLE, SOAKER | Hach
5193088 | 22 | 3% | 21.34 | MANUAL, ELECTRODE, PT SERIES PH | Hach
5193500 | 214 | 3% | 207.58 | ELECTRODE, GEL PH W/TEMP, 5-PIN | Hach
5193511 | 209 | 3% | 202.73 | ELECTRODE, GEL PH W/TEMP, PHONE | Hach
5193522 | 209 | 3% | 202.73 | ELECTRODE, GEL PH W/TEMP, DIN | Hach
5193588 | 33 | 3% | 32.01 | MANUAL, ELECTRODE, GEL PH W/TEMP | Hach
5193700 | 289 | 3% | 280.33 | ASSY, ELECTRODE, ORP, 5-PIN | Hach
5193900 | 265 | 3% | 257.05 | ELECTRODE,ORP,5 PIN | Hach
5194000 | 232 | 3% | 225.04 | ELECTRODE, 0-14 REFILLABLE PH, 5 PIN | Hach
5194011 | 232 | 3% | 225.04 | ELECTRODE, 0-14 REFILLABLE PH, BNC | Hach
5194022 | 232 | 3% | 225.04 | ELECTRODE, 0-14 REFILLABLE PH | Hach
5194100 | 12.69 | 5% | 12.06 | SOLUTION, ELECTRODE FILLING 65ML | Hach
5195588 | 20 | 3% | 19.4 | MANUAL, COMB. FLUORIDE ELECTRODE | Hach
5197000 | 577 | 3% | 559.69 | PROBE, DISSOLVED OXYGEN, 1M CABL | Hach
5197003 | 615 | 3% | 596.55 | PROBE, DISSOLVED OXYGEN, 3M CABL | Hach
5197015 | 638 | 3% | 618.86 | PROBE, DISSOLVED OXYGEN, 15M CBL | Hach
5197088 | 15.8 | 3% | 15.33 | INSTRUCTION CARD, DISSOLVED OXYG | Hach
5197100 | 149 | 3% | 144.53 | KTO: KIT, BOD ACCESSORY | Hach
5197300 | 96 | 3% | 93.12 | MEMBRANES, DO FOR 51970-00 2/PK | Hach
5197400 | 17.95 | 3% | 17.41 | CALIBRATION CHAMBER, DO PROBE | Orbisphere
5197500 | 385 | 3% | 373.45 | PROBE, CONDUCTIVITY, 1M CABLE | Hach
5197503 | 422 | 3% | 409.34 | PROBE, CONDUCTIVITY, 3M CABLE | Hach
5197588 | 16.8 | 3% | 16.3 | INSTRUCTION CARD, CONDUCTIVITY | Hach
5198000 | 129 | 3% | 125.13 | PROBE, TEMPERATURE, 5-PIN | Hach
5198011 | 162 | 3% | 157.14 | PROBE, TEMPERATURE, 3.5MM PHONE | Hach
5198022 | 162 | 3% | 157.14 | PROBE, TEMPERATURE, DIN | Hach
5198088 | 29 | 3% | 28.13 | MANUAL, TEMPERATURE PROBE | Hach
5198100 | 5.2 | 3% | 5.04 | CAP, DO, GEL PH, TEMP PROBES | Hach
51G1-P400 | 16541 | 3% | 16044.77 | Orbisphere G1200 Oxygen System, Complete, Panel Mount, RS-485 | Orbisphere
51G1-P40K | 12920 | 3% | 12532.4 | Orbisphere luminescent oxygen analyser, Nuclear version, panel mount, 1/4 inch sample inlet, 100-240 VAC, 3 x 0/4-20mA analog output, RS485, Korean software version | Orbisphere
51G1-P410 | 16325 | 3% | 15835.25 | Orbisphere G1200 Oxygen System, Complete, Panel Mount, Profibus/RS485 | Orbisphere
51G1-P41K | 13292 | 3% | 12893.24 | Orbisphere luminescent oxygen analyser, Nuclear version, panel mount, 1/4 inch sample inlet, 100-240 VAC, 3 x 0/4-20mA analog output, Profibus/RS485, Korean software version | Orbisphere
51G1-P600 | 13605 | 3% | 13196.85 | Orbisphere luminescent oxygen analyser, Nuclear version, panel mount, 6 mm sample inlet, 100-240 VAC, 3 x 0/4-20mA analog output, RS485 | Orbisphere
51G1-P60K | 12920 | 3% | 12532.4 | Orbisphere luminescent oxygen analyser, Nuclear version, panel mount, 6 mm sample inlet, 100-240 VAC, 3 x 0/4-20mA analog output, RS485, Korean software version | Orbisphere
51G1-P610 | 13292 | 3% | 12893.24 | Orbisphere luminescent oxygen analyser, Nuclear version, panel mount, 6 mm sample inlet, 100-240 VAC, 3 x 0/4-20mA analog output, Profibus/RS485 | Orbisphere
51G1-P61K | 13292 | 3% | 12893.24 | Orbisphere luminescent oxygen analyser, Nuclear version, panel mount, 6 mm sample inlet, 100-240 VAC, 3 x 0/4-20mA analog output, Profibus/RS485, Korean software version | Orbisphere
51G1-W400 | 16719 | 3% | 16217.43 | Orbisphere G1200 Oxygen System, Complete, Wall Mount, RS-485 | Orbisphere
51G1-W40K | 13292 | 3% | 12893.24 | Orbisphere luminescent oxygen analyser, Nuclear version, wall mount, 1/4 inch sample inlet, 100-240 VAC, 3 x 0/4-20mA analog output, RS485, Korean software version | Orbisphere
51G1-W410 | 16781 | 3% | 16277.57 | Orbisphere G1200 Oxygen System, Complete, Wall Mount, Profibus/RS485 | Orbisphere
51G1-W41K | 13660 | 3% | 13250.2 | Orbisphere luminescent oxygen analyser, Nuclear version, wall mount, 1/4 inch sample inlet, 100-240 VAC, 3 x 0/4-20mA analog output, Profibus/RS485, Korean software version | Orbisphere
51G1-W600 | 13994 | 3% | 13574.18 | Orbisphere luminescent oxygen analyser, Nuclear version, wall mount, 6 mm sample inlet, 100-240 VAC, 3 x 0/4-20mA analog output, RS485 | Orbisphere
51G1-W60K | 13292 | 3% | 12893.24 | Orbisphere luminescent oxygen analyser, Nuclear version, wall mount, 6 mm sample inlet, 100-240 VAC, 3 x 0/4-20mA analog output, RS485, Korean software version | Orbisphere
51G1-W610 | 14382 | 3% | 13950.54 | Orbisphere luminescent oxygen analyser, Nuclear version, wall mount, 6 mm sample inlet, 100-240 VAC, 3 x 0/4-20mA analog output, Profibus/RS485 | Orbisphere
51G1-W61K | 13660 | 3% | 13250.2 | Orbisphere luminescent oxygen analyser, Nuclear version, wall mount, 6 mm sample inlet, 100-240 VAC, 3 x 0/4-20mA analog output, Profibus/RS485, Korean software version | Orbisphere
5201018 | 61.29 | 3% | 59.45 | MANUAL, PS1201 POWER SUPPLY | Hach
52046 | 115 | 3% | 111.55 | FUNNEL, SEPARATORY 250ML | Hach
52049 | 140 | 3% | 135.8 | FUNNEL, SEPARATORY 500ML | Hach
5207418 | 38.59 | 3% | 37.43 | MANUAL, SERIAL I/O MODULE | Hach
5221500 | 676 | 3% | 655.72 | ICE-PIC 1NTU CVD | Hach
5222500 | 676 | 3% | 655.72 | ICE-PIC .5NTU CVD | Hach
5225 | 16.5 | 3% | 16.01 | LINE,SUSPENSION,1/4 IN. POLYPRO | American Sigma
5225000 | 676 | 3% | 655.72 | ICE-PIC 20NTU CVD | Hach
5230689 | 22.99 | 3% | 22.3 | INSTRUCTION SHT, LASER MODULE | Hach
5236489 | 25.35 | 3% | 24.59 | INSTRUCTION SHT, CAL KIT, FT660 | Hach
5240018 | 51.29 | 3% | 49.75 | MANUAL, DIGITAL DISPLAY MODULE | Hach
5247000 | 141 | 3% | 136.77 | CABLE ASSY, 8 CKT RS232, 2 METER | American Sigma
5250 | 1197 | 3% | 1161.09 | OPTION,900MAX REMOTE AV | American Sigma
5254 | 0.0001 | 3% | 0 | CDROM, Sigma Suite Ver. 2.6.6 | American Sigma
52561 | 18.65 | 3% | 18.09 | DISH, EVAPORATING PORC 120ML | Hach
52565 | 25.49 | 3% | 24.73 | DISH, EVAPORATING PORC 250ML | Hach
52590 | 13.65 | 3% | 13.24 | DISH, EVAPORATING PORC 70ML | Hach
5260093 | 14.3 | 3% | 13.87 | MANUAL, POCKET TURB, SPANISH | Hach
5260094 | 15.6 | 3% | 15.13 | MANUAL, POCKET TURB, FRENCH | Hach
52651 | 19.15 | 3% | 18.58 | FILTER PAPER, 4.25CM DIA PK/100 | Hach
52652 | 23.79 | 3% | 23.08 | FILTER PAPER, 5.5CM DIA PK/100 | Hach
52653 | 25.19 | 3% | 24.43 | FILTER PAPER, 7CM DIA PK/100 | Hach
52655 | 32.55 | 3% | 31.57 | FILTER PAPER, 9CM DIA PK/100 | Hach
52656 | 37.65 | 3% | 36.52 | FILTER PAPER, 11CM DIA PK/100 | Hach
52657 | 43.39 | 3% | 42.09 | FILTER PAPER, ASHLESS 12.5CM PK/100 | Hach
52658 | 55.35 | 3% | 53.69 | FILTER PAPER, 15CM DIA PK/100 | Hach
5267500 | 196 | 3% | 190.12 | 1720D DRAIN VALVE ASSEMBLY | Hach
5278001 | 4018 | 3% | 3897.46 | SOFTWARE, AQUAVIEW+, CD KIT | Hach
53236 | 9.79 | 3% | 9.5 | PIPET, SEROLOGICAL 2ML | Hach
53237 | 9.79 | 3% | 9.5 | PIPET, SEROLOGICAL 5ML | Hach
53238 | 10.55 | 3% | 10.23 | PIPET, SEROLOGICAL 10ML | Hach
540 | 141 | 3% | 136.77 | CABLE,MULTI-PURP.,25 FT W/CONNECTORS | American Sigma
541 | 87 | 3% | 84.39 | CABLE ASSY,MULTI-PURPOSE,HALF 25 FT. | American Sigma
5410000 | 2139 | 3% | 2074.83 | SP510, HARDNESS MONITOR | Hach
5410001 | 2139 | 3% | 2074.83 | KTO: SP510 HDNS MON W/RGTS 1MG/L | Hach
5410002 | 2139 | 3% | 2074.83 | KTO: SP510 HDNS MON W/RGTS 2MG/L | Hach
5410003 | 2139 | 3% | 2074.83 | KTO: SP510 HDNS MON W/RGTS 0.3MG/L | Hach
5410005 | 2139 | 3% | 2074.83 | KTO: SP510 HDNS MON W/RGTS 5MG/L | Hach
5410010 | 2139 | 3% | 2074.83 | KTO: SP510 HDNS MON W/RGTS 10MG/L | Hach
5410020 | 2139 | 3% | 2074.83 | KTO: SP510 HDNS MON W/RGTS 20MG/L | Hach
5410050 | 2139 | 3% | 2074.83 | KTO: SP510 HDNS MON W/RGTS 50MG/L | Hach
5410099 | 2139 | 3% | 2074.83 | KTO: SP510 HDNS MON W/RGTS 100MG/L | Hach
5430018 | 63.55 | 3% | 61.64 | MANUAL, 1720D/L 870NM LOW RANGE | Hach
5439600 | 1364 | 3% | 1323.08 | MODBUS 485 ANALOG CURRENT LOOP MOD | Hach
5440000 | 3245 | 3% | 3147.65 | CL17 FINAL ASSEMBLY W/KITS | Hach
5440001 | 3323 | 3% | 3223.31 | KTO: CHLORINE ANLZR FREE CL17 W/RGTS | Hach
5440002 | 3323 | 3% | 3223.31 | KTO:CHLORINE ANLZR TOTAL CL17 W/RGTS | Hach
5440003 | 3588 | 3% | 3480.36 | KTO: CL17, FREE W/AT NETWORK W/RGTS | Hach
5440004 | 3588 | 3% | 3480.36 | KTO: CL17, TOTAL W/AT NETWORK W/RGTS | Hach
5440005 | 3268 | 3% | 3169.96 | CL17 FINAL ASSY W/PRESS REG INSTALL | Hach
5440010 | 3323 | 3% | 3223.31 | KTO:CHLORINE ANLZR FREE CL17 W/RGTS | Hach
5440012 | 3323 | 3% | 3223.31 | KTO:CHLORINE ANLZR TOTAL CL17 W/RGTS | Hach
5440018 | 33.79 | 3% | 32.78 | MANUAL, CHLORINE ANALYZER CL17 | Hach
5440049 | 22.05 | 3% | 21.39 | MANUAL, CL17 SWEDISH | Hach
5448000 | 75.05 | 3% | 72.8 | KIT, TUBING, NEW CL17 | Hach
5448800 | 45.29 | 3% | 43.93 | KIT, POWER CORD W/STRAIN RELIEF | Hach
5448900 | 49.05 | 3% | 47.58 | KIT, PWR CORD W/STRAIN RELIEF EUROPE | Hach
5449089 | 10.95 | 3% | 10.62 | INSTRUCTION SHT, CL-17 CAL/VER KIT | Hach
5455023 | 15.8 | 3% | 15.33 | CARD, QUICK REF SENSION8 | Hach
54643 | 23.69 | 3% | 22.98 | FLASK, FILTERING 125ML | Hach
54649 | 29.65 | 3% | 28.76 | FLASK, FILTERING 500ML | Hach
54653 | 47.95 | 3% | 46.51 | FLASK, FILTERING 1000ML | Hach
54679 | 181 | 3% | 175.57 | FLASK, FILTERING 500ML PK/6 | Hach
54683 | 263 | 3% | 255.11 | FLASK, FILTERING 1000ML PK/6 | Hach
5483800 | 40.75 | 5% | 38.71 | WEIGHT, REAGENT, SST, 1/8 NPT | Hach
5500.AMC.1.KTO | 18900 | 3% | 18333 | KTO: 5500sc Ammonia Monochloramine, 1 Channel | Hach
5500.AMC.2.KTO | 19994 | 3% | 19394.18 | KTO: 5500sc Ammonia Monochloramine, 2 Channel | Hach
5500.AMC.3.KTO | 19078 | 3% | 18505.66 | KTO 5500sc Ammonia Monochloramine, 1 Chan, Ex Filt | Hach
5500.AMC.4.KTO | 20349 | 3% | 19738.53 | KTO 5500sc Ammonia Monochloramine, 2 Chan, Ex Filt | Hach
5500.AMC.AC.1.US | 18900 | 3% | 18333 | 5500sc AMMONIA MONOCHLORAMINE ANALYZER, AC, 1 CH, US (9560000 FOR DWG) | Hach
5500.AMC.AC.2.US | 19994 | 3% | 19394.18 | 5500sc AMMONIA MONOCHLORAMINE ANALYZER, AC, 2 CH, US (9560000 FOR DWG) | Hach
5500.AMC.AC.3.US | 19078 | 3% | 18505.66 | 5500sc AMMONIA MONOCHLORAMINE ANALYZR, AC, 1 CH, US,EXT FILT (9560000 FOR DWG) | Hach
5500.AMC.AC.4.US | 20349 | 3% | 19738.53 | 5500sc AMMONIA MONOCHLORAMINE ANALYZR, AC, 2 CH, US,EXT FILT (9560000 FOR DWG) | Hach
5500.KTO.PH.A1E | 13857 | 3% | 13441.29 | KTO: 5500sc PHOS HR, 1CH/AC,EU, CHEM | Hach
5500.KTO.PH.A1U | 13857 | 3% | 13441.29 | KTO: 5500sc PHOS HR, 1CH/AC/US, CHEM | Hach
5500.KTO.PH.A2E | 15011 | 3% | 14560.67 | KTO: 5500sc PHOS HR, 2CH/AC/EU, CHEM | Hach
5500.KTO.PH.A2U | 15011 | 3% | 14560.67 | KTO: 5500sc PHOS HR, 2CH/AC/US, CHEM | Hach
5500.KTO.PH.A4E | 17339 | 3% | 16818.83 | KTO: 5500sc PHOS HR, 4CH/AC/EU, CHEM | Hach
5500.KTO.PH.A4U | 17339 | 3% | 16818.83 | KTO: 5500sc PHOS HR, 4CH/AC/US, CHEM | Hach
5500.KTO.PH.D1U | 13857 | 3% | 13441.29 | KTO: 5500sc PHOS HR, 1CH/DC/US, CHEM | Hach
5500.KTO.PH.D2U | 15011 | 3% | 14560.67 | KTO: 5500sc PHOS HR, 2CH/DC/US, CHEM | Hach
5500.KTO.PH.D4U | 17339 | 3% | 16818.83 | KTO: 5500sc PHOS HR, 4CH/DC/US, CHEM | Hach
5500.KTO.PL.A1E | 13857 | 3% | 13441.29 | KTO: 5500sc PHOS LR, 1CH/AC/EU, CHEM | Hach
5500.KTO.PL.A1U | 13857 | 3% | 13441.29 | KTO: 5500sc PHOS LR, 1CH/AC/US, CHEM | Hach
5500.KTO.PL.A2E | 15011 | 3% | 14560.67 | KTO: 5500sc PHOS LR, 2CH/AC/EU, CHEM | Hach
5500.KTO.PL.A2U | 15011 | 3% | 14560.67 | KTO: 5500sc PHOS LR, 2CH/AC/US, CHEM | Hach
5500.KTO.PL.A4E | 17339 | 3% | 16818.83 | KTO: 5500sc PHOS LR, 4CH/AC/EU, CHEM | Hach
5500.KTO.PL.A4U | 17339 | 3% | 16818.83 | KTO: 5500sc PHOS LR, 4CH/AC/US, CHEM | Hach
5500.KTO.PL.D1U | 13857 | 3% | 13441.29 | KTO: 5500sc PHOS LR, 1CH/DC/US, CHEM | Hach
5500.KTO.PL.D2E | 15011 | 3% | 14560.67 | KTO: 5500SC PHOS L, 2CH/DC/EU, CHEM | Hach
5500.KTO.PL.D2U | 15011 | 3% | 14560.67 | KTO: 5500sc PHOS LR, 2CH/DC/US, CHEM | Hach
5500.KTO.PL.D4U | 17339 | 3% | 16818.83 | KTO: 5500sc PHOS LR, 4CH/DC/US, CHEM | Hach
5500.KTO.S0.A1E | 14003 | 3% | 13582.91 | KTO: 5500sc SILICA, 1CH/AC/EU, CHEM | Hach
5500.KTO.S0.A1U | 14003 | 3% | 13582.91 | KTO: 5500sc SILICA, 1CH/AC/US, CHEM | Hach
5500.KTO.S0.A2E | 15169 | 3% | 14713.93 | KTO: 5500sc SILICA, 2CH/AC/EU, CHEM | Hach
5500.KTO.S0.A2U | 15169 | 3% | 14713.93 | KTO: 5500sc SILICA, 2CH/AC/US, CHEM | Hach
5500.KTO.S0.A4E | 17523 | 3% | 16997.31 | KTO: 5500sc SILICA, 4CH/AC/EU, CHEM | Hach
5500.KTO.S0.A4U | 17523 | 3% | 16997.31 | KTO: 5500sc SILICA, 4CH/AC/US, CHEM | Hach
5500.KTO.S0.A6E | 19876 | 3% | 19279.72 | KTO: 5500sc SILICA, 6CH/AC/EU, CHEM | Hach
5500.KTO.S0.A6U | 19876 | 3% | 19279.72 | KTO: 5500sc SILICA, 6CH/AC/US, CHEM | Hach
5500.KTO.S0.D1U | 14003 | 3% | 13582.91 | KTO: 5500sc SILICA, 1CH/DC/US, CHEM | Hach
5500.KTO.S0.D2U | 15169 | 3% | 14713.93 | KTO: 5500sc SILICA, 2CH/DC/US, CHEM | Hach
5500.KTO.S0.D4U | 17523 | 3% | 16997.31 | KTO: 5500sc SILICA, 4CH/DC/US, CHEM | Hach
5500.KTO.S0.D6E | 19045 | 3% | 18473.65 | KTO: 5500SC SILICA, 6CH/DC/EU, CHEM | Hach
5500.KTO.S0.D6U | 19876 | 3% | 19279.72 | KTO: 5500sc SILICA, 6CH/DC/US, CHEM | Hach
5500.PH.A1E | 14227 | 3% | 13800.19 | 5500sc PHOSPHATE HR ANALYZER, AC, 1CH, EU | Hach
5500.PH.A1U | 13581 | 3% | 13173.57 | 5500sc PHOSPHATE HR ANALYZER, AC, 1CH, US | Hach
5500.PH.A2E | 15382 | 3% | 14920.54 | 5500sc PHOSPHATE HR ANALYZER, AC, 2CH, EU | Hach
5500.PH.A2U | 14711 | 3% | 14269.67 | 5500sc PHOSPHATE HR ANALYZER, AC, 2CH, US | Hach
5500.PH.A4E | 17710 | 3% | 17178.7 | 5500sc PHOSPHATE HR ANALYZER, AC, 4CH, EU | Hach
5500.PH.A4U | 16993 | 3% | 16483.21 | ee 5500sc PHOSPHATE HR ANALYZER, AC, 4CH, US | Hach
5500.PH.D1U | 13581 | 3% | 13173.57 | 5500sc PHOSPHATE HR ANALYZER, DC, 1CH, US | Hach
5500.PH.D2U | 14711 | 3% | 14269.67 | 5500sc PHOSPHATE HR ANALYZER, DC, 2CH, US | Hach
5500.PH.D4U | 16993 | 3% | 16483.21 | 5500sc PHOSPHATE HR ANALYZER, DC, 4CH, US | Hach
5500.PL.A1E | 14227 | 3% | 13800.19 | 5500sc PHOSPHATE LR ANALYZER, AC, 1CH, EU | Hach
5500.PL.A1U | 13581 | 3% | 13173.57 | 5500sc PHOSPHATE LR ANALYZER, AC, 1C, US | Hach
5500.PL.A2E | 15532 | 3% | 15066.04 | 5500sc PHOSPHATE LR ANALYZER, AC, 2CH, EU | Hach
5500.PL.A2U | 14711 | 3% | 14269.67 | 5500sc PHOSPHATE LR ANALYZER, AC, 2CH, US | Hach
5500.PL.A4E | 17710 | 3% | 17178.7 | 5500sc PHOSPHATE LR ANALYZER, AC, 4CH, EU | Hach
5500.PL.A4U | 16993 | 3% | 16483.21 | 5500sc PHOSPHATE LR ANALYZER, AC, 4CH, US | Hach
5500.PL.D1U | 13581 | 3% | 13173.57 | 5500sc PHOSPHATE LR ANALYZER, DC, 1CH, US | Hach
5500.PL.D2U | 14711 | 3% | 14269.67 | 5500sc PHOSPHATE LR ANALYZER, DC, 2CH, US | Hach
5500.PL.D4U | 16993 | 3% | 16483.21 | 5500sc PHOSPHATE LR ANALYZER, DC, 4CH, US | Hach
5500.S0.A1E | 14377 | 3% | 13945.69 | 5500sc SILICA ANALYZER, AC, 1CH, EU | Hach
5500.S0.A1U | 13724 | 3% | 13312.28 | 5500sc SILICA ANALYZER, AC, 1 CH, US | Hach
5500.S0.A2E | 15544 | 3% | 15077.68 | 5500sc SILICA ANALYZER, AC, 2CH, EU | Hach
5500.S0.A2U | 14866 | 3% | 14420.02 | 5500sc SILICA ANALYZER, AC, 2CH, US | Hach
5500.S0.A4E | 17897 | 3% | 17360.09 | 5500sc SILICA ANALYZER, AC, 4CH, EU | Hach
5500.S0.A4U | 17172 | 3% | 16656.84 | ee 5500sc SILICA ANALYZER, AC, 4CH, US | Hach
5500.S0.A6E | 20250 | 3% | 19642.5 | 5500sc SILICA ANALYZER, AC, 6CH, EU | Hach
5500.S0.A6U | 19479 | 3% | 18894.63 | 5500sc SILICA ANALYZER, AC, 6CH, US | Hach
5500.S0.D1U | 13724 | 3% | 13312.28 | 5500sc SILICA ANALYZER, DC, 1CH, US | Hach
5500.S0.D2U | 14866 | 3% | 14420.02 | 5500sc SILICA ANALYZER, DC, 2CH, US | Hach
5500.S0.D4U | 17172 | 3% | 16656.84 | 5500sc SILICA ANALYZER, DC, 4CH, US | Hach
5500.S0.D6E | 20250 | 3% | 19642.5 | 5500sc SILICA ANALYZER, DC, 6CH, EU | Hach
5500.S0.D6U | 19479 | 3% | 18894.63 | 5500sc SILICA ANALYZER, DC, 6CH, US | Hach
5500088 | 90.25 | 3% | 87.54 | MANUAL, ANLZ-SERIES 5000 SILICA | Hach
5500188 | 60.19 | 3% | 58.38 | MANUAL,ANLZ S5000 ORTHOPHOSPHATE | Hach
5500288 | 54.65 | 3% | 53.01 | MANUAL,ANLZ S-5000 HYDRAZINE | Hach
5500488 | 54.65 | 3% | 53.01 | MANUAL,ANLZ S-5OOO OXY SCAVENGER | Hach
5500A1020-001 | 356 | 3% | 345.32 | Cartridge, Clark | GLI
5500F1008-003 | 47.55 | 3% | 46.12 | FAB-D.O. GUARD,SERVICE | GLI
5501760 | 15084 | 3% | 14631.48 | APA6000, LR AMMONIA W/AT INST | Hach
55068 | 56.09 | 3% | 54.41 | FUNNEL, BUCHNER PORC 75MM PLATE | Hach
55085 | 40.85 | 3% | 39.62 | FUNNEL, BUCHNER PORC 56MM PLATE | Hach
55087 | 67.75 | 3% | 65.72 | FUNNEL, BUCHNER PORC 100MM PLATE | Hach
55095 | 130 | 3% | 126.1 | FUNNEL, BUCHNER PORC 126MM PLATE | Hach
5515400 | 27.39 | 3% | 26.57 | QUICK START GUIDE, COLORIM. APA | Hach
5517144 | 27.39 | 3% | 26.57 | CARD, QUICK REF. APA6000 PROC AN | Hach
5519500 | 289 | 3% | 280.33 | SENSOR CRTG, E2 PH FLAT REPLACEMENT | Hach
5519600 | 282 | 3% | 273.54 | SENSOR CRTG, E2 PH RND REPLACEMENT | Hach
5531000 | 1061 | 3% | 1029.17 | ELECTRODE, EC310 PH, HACH ONE FLAT | Hach
55351 | 24.99 | 3% | 24.24 | FILTER PAPER, 4.25CM DIA PK/100 | Hach
55352H | 29.59 | 3% | 28.7 | FILTER PAPER, 5.5CM DIA PK/100 | Hach
55353 | 31.05 | 3% | 30.12 | FILTER PAPER, 7CM DIA PK/100 | Hach
55355 | 32.75 | 3% | 31.77 | FILTER PAPER, 9CM DIA PK/100 | Hach
55356 | 41.29 | 3% | 40.05 | FILTER PAPER, 11CM DIA PK/100 | Hach
55357 | 46.59 | 3% | 45.19 | FILTER PAPER, 12.5CM DIA PK/100 | Hach
55358 | 59.55 | 3% | 57.76 | FILTER PAPER, 15CM DIA PK/100 | Hach
55359 | 87.25 | 3% | 84.63 | FILTER PAPER, 18.5CM DIA PK/100 | Hach
55400H | 27.05 | 3% | 26.24 | CHART PAPER, RUSTRAK STYLE WA | GLI
5540D0A | 1522 | 3% | 1476.34 | Clark Submersion D.O. | GLI
5540D0A0A33N | 1820 | 3% | 1765.4 | GLI-CLARK D.O.SNSR,33'CBL | GLI
5540D0A0A75N | 1927 | 3% | 1869.19 | GLI-CLARK D.O. SENSOR | GLI
5540D0C | 1522 | 3% | 1476.34 | Clark Submersion D.O. | GLI
5540D0C0A50N | 1865 | 3% | 1809.05 | SNSR,CLARK D.O.SUBMRSN,50 | GLI
5541000 | 1050 | 3% | 1018.5 | ELECTRODE, EC310 PH HACH ONE RND | Hach
5550D0A | 1522 | 3% | 1476.34 | Clark Union Mount D.O. | GLI
5550D0C | 1522 | 3% | 1476.34 | Clark Union Mount D.O. | GLI
5561000 | 705 | 3% | 683.85 | ELECTRODE, EC310 PH, E2 FLAT | Hach
5571000 | 702 | 3% | 680.94 | ELECTRODE, EC310 PH, E2 ROUND | Hach
55919 | 17.35 | 3% | 16.83 | TUBING, RBR LATEX 7.9X1.6MM 3.6M | Hach
560150,21957 | 18.55 | 3% | 17.99 | SERINGUE 5ML | Hach
56018 | 20.5 | 3% | 19.89 | TUBING, RBR LATEX 6.4X2.4MM 3.6M | Hach
56019 | 20.65 | 3% | 20.03 | TUBING, RBR LATEX 7.9X2.4MM 3.6M | Hach
56162 | 10.79 | 3% | 10.47 | SPATULA, 7.6CM STAINLESS STEEL | Hach
56275 | 39.59 | 3% | 38.4 | STOPCOCK GREASE, 150G TUBE | Hach
56300 | 19.69 | 3% | 19.1 | SUPPORT, RING STAND 5X8 BASE | Hach
5646300 | 588 | 3% | 570.36 | INSERTION MTG, DIGITAL, 1 1/2" CPVC | Hach
5646350 | 2315 | 3% | 2245.55 | INSERTION MTG, DIGITAL, 1 1/2" SST | Hach
5646450 | 2315 | 3% | 2245.55 | INSERTION MTG, ANALOG, 1 1/2" SST | GLI
56510 | 10.79 | 3% | 10.47 | TUBE, TEST 10ML 13X100MM PK/10 | Hach
56528 | 21.89 | 3% | 21.23 | TUBE, TEST 28ML 18X150MM PK/10 | Hach
56800 | 10.15 | 3% | 9.85 | TONGS, BEAKER | Hach
56900 | 7.79 | 3% | 7.56 | TONGS, CRUCIBLE | Hach
5697700 | 79 | 3% | 76.63 | mc OPTION, LOCK, CONTROLLER COMP, AWRS | American Sigma
5698200 | 596 | 3% | 578.12 | mc ASSY, A/C POWER BACKUP, 3P, 29" CBL | American Sigma
5700000 | 5939 | 3% | 5760.83 | 2200 PCX Particle Counter, RS485, 115V | Hach
5700200 | 274 | 3% | 265.78 | KTO: PCX PROGRAMMING CABLE, 6' | Hach
5700400 | 368 | 3% | 356.96 | KTO: JUNCTION BOX ASSEMBLY | Hach
5700700 | 265 | 3% | 257.05 | KTO: FLOW CONTROLLER, WEIR | Hach
5701000 | 6251 | 3% | 6063.47 | KTO: 2200 PCX, RS485/ANALOG, 115V | Hach
5701525 | 2033 | 3% | 1972.01 | VISTA SOFTWARE VERSION 1.3.1 | Hach
5702010 | 4427 | 3% | 4294.19 | PCT, W/LOCAL DISPLAY, 2 CHANNEL,115V | Hach
5702450 | 188 | 3% | 182.36 | CABLE ASSY, QUICK CONNECT, 50FT | Hach
5702500 | 1162 | 3% | 1127.14 | CD KIT, SOFTWARE, 2200 PCX OPC | Hach
5704000 | 5914 | 3% | 5736.58 | KTO: 2200 PCX, RS485, Water Weir, 115V | Hach
5704001 | 5914 | 3% | 5736.58 | KTO: 2200 PCX, RS485, WATER WEIR, 230V | Hach
5705000 | 6946 | 3% | 6737.62 | KTO: 2200 PCX, RS485/Analog, Water Weir, 115V | Hach
5705001 | 6946 | 3% | 6737.62 | KTO: 2200 PCX, RS485/Analog, Water Weir, 230V | Hach
57100 | 204 | 3% | 197.88 | IMHOFF CONE, GLASS | Hach
5710000 | 1936 | 3% | 1877.92 | MOD I/O MODULE 115V 50/60HZ | Hach
5710018 | 46.29 | 3% | 44.9 | MANUAL, MOD I/O MODULE | Hach
5710600 | 259 | 3% | 251.23 | ADAPTER, RS-232 TO RS-485 PORT PWRED | Hach
5711100 | 1936 | 3% | 1877.92 | CD KIT, SOFTWARE, MOD I/O OPC | Hach
5712100 | 704 | 3% | 682.88 | MODEM, FOR TELOG DATA RECORDER | Hach
5713000 | 300 | 3% | 291 | INSTRUMENT SUPPORT BRACKET, 18-26 IN | American Sigma
57200 | 58.19 | 3% | 56.44 | IMHOFF CONE SUPPORT, HOLDS 3 | Hach
5721400 | 432 | 3% | 419.04 | mc POWER SUPPLY,230 VAC,W/EU CEE PLUG | American Sigma
5733000 | 228 | 5% | 216.6 | KTO: CALIBRATION KIT, OPTIQUANT SST | Hach
5737600 | 146 | 5% | 138.7 | si CYLINDER ASSY, GENERIC CALIBRATION | Hach
5737800 | 854 | 3% | 828.38 | CONVERTER KIT, RS232 TO RS485, 115V | Hach
5738000 | 411 | 3% | 398.67 | CONVERTER, RS232 TO RS485, ISOLATED | Hach
5738400 | 2704 | 3% | 2622.88 | KTO: INSERTION MOUNTING KITS FOR INLINE & | Hach
5738900 | 6949 | 3% | 6740.53 | KTO: FILTRAX SYS, 2M HOSE 115V | Hach
5738901 | 6949 | 3% | 6740.53 | KTO: FILTRAX SYS, 2M HOSE 230V | Hach
5739000 | 7343 | 3% | 7122.71 | KTO: FILTRAX SYS, 10M HOSE 115V | Hach
5739001 | 7343 | 3% | 7122.71 | KTO: FILTRAX SYS, 10M HOSE 230V | Hach
5739100 | 7895 | 3% | 7658.15 | KTO: FILTRAX SYS, 20M HOSE 115V | Hach
5739101 | 7895 | 3% | 7658.15 | KTO: FILTRAX SYS, 20M HOSE 230V | Hach
5739200 | 7170 | 3% | 6954.9 | KTO: FILTRAX SYS, 2M HEATED HOSE 115V | Hach
5740001 | 6680 | 3% | 6479.6 | KTO: CA610 FLUORIDE ANALYZER W/REAGENTS | Hach
5740002 | 7001 | 3% | 6790.97 | KTO: CA610 FLUORIDE ANALYZER W/AT W/RGTS | Hach
5740011 | 6266 | 3% | 6078.02 | KTO: CA610 FLUORIDE W/REAGENTS EU | Hach
5740D0B | 1057 | 3% | 1025.29 | DIGITAL MEMBRANE D.O.PROBE | Hach
5740D0B.99 | 1034 | 3% | 1002.98 | DIGITAL MEMBRANE D.O.PROBE | Hach
5740D0B000S | 1065 | 3% | 1033.05 | DIGITAL MEMBRANE D.O.PROBE, SS Tag | Hach
5743200 | 1008 | 3% | 977.76 | STAND ASSY, VERSA STAND | Hach
5750000 | 2008 | 3% | 1947.76 | SIGNAL OUTPUT MODULE, 8 CHANNEL | Hach
5773000 | 3228 | 3% | 3131.16 | KTO: SONATAXsc PROBE & PIVOT MOUNTING | Hach
5773100 | 6321 | 3% | 6131.37 | KTO: SONATAX sc 2 PROBES & 2 PIVOT | Hach
5773400 | 12379 | 3% | 12007.63 | KTO: SONATAX sc 4 PROBES & 4 PIVOTS | Hach
578=401=501 | 1.69 | 3% | 1.64 | STOPPER (RED) FOR QUICK FITTING, 6MM | Polymetron
578=507=602 | 41.85 | 3% | 40.59 | TOOL SET, 9240 ANALYZER QUICK FITTINGS | Polymetron
57867 | 5.95 | 3% | 5.77 | WATCH GLASS, PYREX* 65MM | Hach
57870 | 7.49 | 3% | 7.27 | WATCH GLASS, PYREX 100MM | Hach
57897 | 48.15 | 3% | 46.71 | WATCH GLASS, PYREX* 65MM PK/12 | Hach
5791100 | 179 | 3% | 173.63 | SENSOR CAP ASSY, DO PROBE | Hach
5791700 | 56.15 | 3% | 54.47 | si INNER FLOAT PIPE, DO PROBE MTG | Hach
5792000 | 129 | 3% | 125.13 | FLOAT, MARINE, RED, INFLATABLE | Hach
5792001 | 181 | 3% | 175.57 | D.O. Float with Pipe Installed | Hach
5792002 | 306 | 3% | 296.82 | FLOAT WITH PIPE 6136600 INSTALLED | Hach
5794300 | 623 | 3% | 604.31 | KIT, MTG HRDWARE,DO PROBE BALL FLOAT | Hach
5794389 | 7.45 | 3% | 7.23 | INSTRUCTION SHT, MTG HDWR, DO PROBE | Hach
5794400 | 453 | 3% | 439.41 | KIT, MTG HRDWARE, DO PROBE RAIL MT | Hach
5795 | 10 | 3% | 9.7 | BATTERY,9 VOLT | American Sigma
5795100 | 952 | 3% | 923.44 | CLEANING SYSTEM, AIR BLAST, 115V | Hach
5795200 | 952 | 3% | 923.44 | CLEANING SYSTEM, AIR BLAST, 230V | Hach
5796000 | 175 | 3% | 169.75 | CABLE ASSY, 7.7M PROBE EXTENSION | Hach
5796100 | 261 | 3% | 253.17 | CABLE ASSY, 15M PROBE EXTENSION | Hach
5796200 | 347 | 3% | 336.59 | CABLE ASSY, 31M PROBE EXTENSION | Hach
5796600 | 5.35 | 3% | 5.19 | BAG, METALIZED MYLAR W/ BLK 6X16 | Hach
5796605 | 18.05 | 3% | 17.51 | BAG, CALIBRATION, LDO, SET OF 5 | Hach
5797700 | 11.39 | 3% | 11.05 | GASKET, DO PROBE BODY | GLI
5799200 | 157 | 3% | 152.29 | FLOW CELL ASSY FOR GLI PHD PROBE | GLI
58000 | 12.15 | 3% | 11.79 | RING, SUPPORT 3 INCH | Hach
58001 | 14.05 | 3% | 13.63 | RING, SUPPORT 4 INCH | Hach
580800 | 1e-05 | 3% | 0 | HACH ENGINEERED SYSTEMS | Hach
5811200 | 117 | 3% | 113.49 | SENSOR CAP REPLACEMNT,HQd SERIES LDO | Hach
5818400 | 15 | 3% | 14.55 | KIT, COLOR CODED PROBE CLIPS | Hach
5825800 | 139 | 3% | 134.83 | FIELD CASE, STANDARD, HQd | Hach
5825900 | 24 | 3% | 23.28 | KTO: SHROUD KIT,RGD PROBE, HQD SERIES | Hach
5826300 | 118 | 3% | 114.46 | USB/AC POWER ADAPTER KIT, 115V P-CORD | Hach
5826600 | 107 | 3% | 103.79 | KTO: BOD FUNNEL, US | Hach
5826700 | 84.49 | 3% | 81.96 | KTO: BOD FUNNEL, EU | Hach
5828600 | 8.9 | 3% | 8.63 | MARKER, CABLE, RUGGED PROBE | Hach
5828610 | 39.8 | 3% | 38.61 | KTO: MARKER, CABLE, pk/5, RUG PROBE | Hach
5828700 | 51.8 | 3% | 50.25 | ASSEMBLY, GLOVE KIT COMPLETE | Hach
5829400 | 28 | 3% | 27.16 | PROBE HOLDER, HQ SERIES | Hach
5831100 | 64 | 3% | 62.08 | POWER ADPTR KIT, 230V EU P-CORD | Hach
5832500 | 54 | 3% | 52.38 | KTO:SHROUD KIT,STD PROBE, HQD SERIES | Hach
5833700 | 139 | 3% | 134.83 | ADAPTER KIT, USB/DC, 115V, US | Hach
5834100 | 139 | 3% | 134.83 | ADAPTER KIT, USB/DC, 230V, GERMAN | Hach
5834400 | 139 | 3% | 134.83 | ADAPTER KIT, USB/DC, 230V, SPANISH | Hach
5836000 | 41 | 3% | 39.77 | PAPER, THERMAL PD24 4-3/8"X105'PK/5 | Hach
5838000 | 121 | 3% | 117.37 | SENSOR CAP REPLACEMENT, LBOD | Hach
5839600 | 14.99 | 5% | 14.24 | si SPACER, CASE ASSY, HC-7 | Hach
5839700 | 219 | 3% | 212.43 | si Carrying Case (HC-7), DR2800 | Hach
58451-0 | 370 | 5% | 351.5 | Sodium Persulphate 0.2 M | Astro
5845100 | 243 | 5% | 230.85 | SODIUM PERSULFATE SOLN, 0.2M 5 GAL | Astro
58451-00 | 156 | 5% | 148.2 | SODIUM PERSULFATE SOLN, 0.2M 5 | Astro
5845200 | 244 | 5% | 231.8 | SODIUM PERSULFATE SOLN, 0.4M 5 GAL | Astro
58452-00 | 180 | 5% | 171 | Sodium Persulfate Soln. 0.4M, | Astro
5845300 | 243 | 5% | 230.85 | SODIUM PERSULFATE SOLN, 0.6M 5 GAL | Astro
58453-00 | 180 | 5% | 171 | Sodium Persulfate Soln. 0.6M, | Astro
5845400 | 272 | 5% | 258.4 | SODIUM PERSULFATE SOLN, 0.8M 5 GAL | Astro
58454-00 | 198 | 5% | 188.1 | Sodium Persulfate Soln. 0.8M, | Astro
5845500 | 324 | 5% | 307.8 | SODIUM PERSULFATE SOLN, 1.0M 5 GAL | Astro
5845600 | 395 | 5% | 375.25 | SODIUM PERSULFATE SOLN, 1.2M 5 GAL | Astro
58456-00 | 285 | 5% | 270.75 | SODIUM PERSULFATE SOLN, 1.2M 5 | Astro
5845700 | 420 | 5% | 399 | SODIUM PERSULFATE SOLN, 1.5M 5 GAL | Astro
58457-00 | 307 | 5% | 291.65 | SODIUM PERSULFATE SOLN, 1.5M 5 | Astro
5845800 | 196 | 5% | 186.2 | PHOSPHORIC ACID SOLN, 0.1M 5 GALLON | Astro
5845900 | 196 | 5% | 186.2 | PHOSPHORIC ACID SOLN, 0.3M 5 GALLON | Astro
5846000 | 226 | 5% | 214.7 | PHOSPHORIC ACID SOLN, 0.6M 5 GALLON | Astro
5846100 | 226 | 5% | 214.7 | PHOSPHORIC ACID SOLN, 1.0M 5 GALLON | Astro
5846200 | 77.5 | 5% | 73.63 | TOC STD, 2.0 MG/L, 4 LITERS | Astro
5846300 | 77.5 | 5% | 73.63 | TOC STD, 25.0 MG/L, 4 LITERS | Astro
5846500 | 72.9 | 5% | 69.26 | TOC STD, 2000 MG/L, 4 LITERS | Astro
5846700 | 77.5 | 5% | 73.63 | TOC STD, 10.0 MG/L, 4 LITERS | Astro
5846800 | 77.5 | 5% | 73.63 | TOC STD, 100 MG/L, 4 LITERS | Astro
5846900 | 77.5 | 5% | 73.63 | TOC STD, 1000 MG/L, 4 LITER | Astro
5847000 | 72.9 | 5% | 69.26 | TOC STD, 10,000 MG/L, 4 LITER | Astro
5847100 | 77.5 | 5% | 73.63 | TOC STD, 5.0 MG/L, 4 LITER | Astro
5847200 | 77.5 | 5% | 73.63 | TOC STD, 50.0 MG/L, 4 LITER | Astro
5847300 | 77.5 | 5% | 73.63 | TOC STD, 500 MG/L, 4 LITER | Astro
5847400 | 72.9 | 5% | 69.26 | TOC STD, 5000 MG/L, 4 LITER | Astro
5847500 | 81.5 | 5% | 77.43 | TOC STD, 5 MG/L, 1 LITER, SUCROSE | Astro
5847700 | 55.9 | 5% | 53.11 | ZERO SOL, <0.05 MG/L TOC, 4 LITER | Astro
5848200 | 518 | 5% | 492.1 | mc KIT, CATALYST REACTOR REFILL | Astro
5850600 | 818 | 5% | 777.1 | 50000PPM TOC AS UREA STANDARD, 19L | Astro
5852700 | 1.19 | 3% | 1.15 | si STIR PADDLE, LBOD | Hach
5854100 | 26.75 | 3% | 25.95 | UPGRADE, USB STICK W/FIRMWARE, HQD | Hach
5857305 | 15 | 3% | 14.55 | CAP, ELECTRODE, STORAGE, PH, 5PK | Hach
5866600 | 71.95 | 3% | 69.79 | CD KIT, SOFTWARE, OPC PROCESS LINK | Hach
5867000 | 157 | 3% | 152.29 | TERMINATION BOX ASSY, sc100 | Hach
5870000 | 418 | 3% | 405.46 | rr POCKET CLRMTR II CHLORINE SYSTEM | Hach
5870000.L1 | 1e-05 | 3% | 0 | Pocket Colorimeter II Chlor | Hach
5870000.L2 | 1e-05 | 3% | 0 | Pocket Colorimeter II Chlor | Hach
5870000.L3 | 1e-05 | 3% | 0 | Pocket Colorimeter II Chlor | Hach
5870000RGT | 40.4 | 5% | 38.38 | REAGENT SET, CHLORINE SYSTEM, rr POCKET CLRMTR II (5870000) | Hach
5870001 | 456 | 3% | 442.32 | rr POCKET CLRMTR II BROMINE SYSTEM | Hach
5870001RGT | 20.2 | 5% | 19.19 | REAGENT SET, BROMINE SYSTEM, rr POCKET CLRMTR II (5870001) | Hach
5870002 | 473 | 3% | 458.81 | rr POCKET CLRMTR II NITRATE SYSTEM | Hach
5870002RGT | 41.1 | 5% | 39.05 | REAGENT SET, NITRATE SYSTEM, rr POCKET CLRMTR II (5870002) | Hach
5870003 | 473 | 3% | 458.81 | rr KTO: POCKET CLRMTR II D.O. SYSTEM | Hach
5870004 | 473 | 3% | 458.81 | KTO: POCKET CLRMTR II OZONE SYSTEM | Hach
5870004K | 473 | 3% | 458.81 | KTOALT: POCKET CLRMTR II OZONE SYSTEM | Hach
5870004PCA | 437 | 3% | 423.89 | CASE ASBLY POCKET CLRMTR II OZONE | Hach
5870005 | 456 | 3% | 442.32 | rr KTO:POCKET CLRMTR II FLUORIDE SYSTEM | Hach
5870005PCA | 437 | 3% | 423.89 | rr CASE ASBLY POCKET CLRMTR II FLUORIDE | Hach
5870006 | 456 | 3% | 442.32 | POCKET CLRMTR II PHOSPHATE SYSTEM | Hach
5870006RGT | 32.5 | 5% | 30.88 | REAGENT SET, PHOSPHATE SYSTEM, POCKET CLRMTR II (5870006) | Hach
5870007 | 718 | 3% | 696.46 | KTO:POCKET CLRMTR II,PHOSPHONATE SYS | Hach
5870007K | 718 | 3% | 696.46 | KTOALT: POCKET CLRMTR II,PHOSPHONATE SYS | Hach
5870007RGT | 96.4 | 5% | 91.58 | REAGENT SET, KTO: POCKET CLRMTR II PHOSPHONATE SYS (5870007) | Hach
5870008 | 762 | 3% | 739.14 | KTO:PKT CLMTR II PHOS W/230 LAMP KIT | Hach
5870009 | 456 | 3% | 442.32 | KTO: POCKET CLRMTR II ZINC SYSTEM | Hach
5870009RGT | 65.25 | 5% | 61.99 | REAGENT SET, KTO: POCKET CLRMTR II ZINC SYSTEM (5870009) | Hach
5870010 | 456 | 3% | 442.32 | POCKET CLRMTR II MOLYBDENUM SYSTEM | Hach
5870010RGT | 61.5 | 5% | 58.43 | REAGENT SET, MOLYBDENUM SYSTEM, POCKET CLRMTR II (5870010) | Hach
5870012 | 437 | 3% | 423.89 | rr aa POCKET CLRMTR CL/PH SYSTEM | Hach
5870012RGT | 75.7 | 5% | 71.92 | REAGENT SET, rr aa KTO: POCKET CLRMTR II CL/PH SYSTEM (5870012) | Hach
5870015 | 456 | 3% | 442.32 | rr POCKET CLRMTR II MANGANESE HR SYSTEM | Hach
5870015RGT | 64.05 | 5% | 60.85 | REAGENT SET, MANGANESE HR SYSTEM, rr POCKET CLRMTR II (5870015) | Hach
5870016 | 456 | 3% | 442.32 | POCKET CLRMTR II IRON, TPTZ SYSTEM | Hach
5870016RGT | 33.25 | 5% | 31.59 | REAGENT SET, IRON TPTZ SYSTEM, POCKET CLRMTR II (5870016) | Hach
5870017 | 456 | 3% | 442.32 | rr POCKET CLRMTR II CHROMIUM,HEX SYSTEM | Hach
5870017RGT | 31.9 | 5% | 30.31 | REAGENT SET, CHROMIUM, HEX SYSTEM, rr POCKET CLRMTR II (5870017) | Hach
5870018 | 456 | 3% | 442.32 | rr KTO: PKT CLRMTR II MANGANESE LR SYS | Hach
5870018PCA | 437 | 3% | 423.89 | rr CASE ASBLY PKT CLRMTR II MANGANESE | Hach
5870018RGT | 66.25 | 5% | 62.94 | REAGENT SET, rr KTO: POCKET CLRMTR II MANGANESE LR SYS (5870018) | Hach
5870019 | 473 | 3% | 458.81 | rr POCKET CLRMTR II COPPER SYSTEM | Hach
5870019RGT | 44.8 | 5% | 42.56 | REAGENT SET, COPPER SYSTEM, rr POCKET CLRMTR II (5870019) | Hach
5870020 | 456 | 3% | 442.32 | rr POCKET CLRMTR II NICKEL/COBALT SYST | Hach
5870020RGT | 102.6 | 5% | 97.47 | REAGENT SET, NICKEL/COBALT SYSTEM, rr POCKET CLRMTR II (5870020) | Hach
5870021 | 596 | 3% | 578.12 | rr KTO: POCKET CLRMTR II LEADTRAK SYS | Hach
5870021PCA | 483 | 3% | 468.51 | rr CASE ASBLY POCKET CLRMTR II LEADTRAK | Hach
5870022 | 456 | 3% | 442.32 | rr POCKET CLRMTR II IRON FERRVER SYSTEM | Hach
5870022RGT | 22.55 | 5% | 21.42 | REAGENT SET, IRON FERRVER SYSTEM, rr POCKET CLRMTR II (5870022) | Hach
5870023 | 437 | 3% | 423.89 | rr POCKET CLRMTR II SWIFTEST CHLOR FREE | Hach
5870023RGT | 45.7 | 5% | 43.42 | REAGENT SET, SWIFTEST CHLOR FREE, rr POCKET CLRMTR II (5870023) | Hach
5870024 | 456 | 3% | 442.32 | rr POCKET CLRMTR II SWFTEST CHLOR TOTAL | Hach
5870024RGT | 45.7 | 5% | 43.42 | REAGENT SET, SWIFTEST CHLOR TOTAL, rr POCKET CLRMTR II (5870024) | Hach
5870025 | 473 | 3% | 458.81 | rr POCKET CLRMTR II ALUMINUM SYSTEM | Hach
5870025RGT | 123.35 | 5% | 117.18 | REAGENT SET, ALUMINUM SYSTEM, rr POCKET CLRMTR II (5870025) | Hach
5870026 | 456 | 3% | 442.32 | rr POCKET CLRMTR II MONOCHL/FREE SYSTEM | Hach
5870026RGT | 101.5 | 5% | 96.43 | REAGENT SET, MONOCHLOR/FREE SYSTEM, rr POCKET CLRMTR II (5870026) | Hach
5870029 | 456 | 3% | 442.32 | rr POCKET CLRMTR II SULFATE SYSTEM | Hach
5870029RGT | 30.8 | 5% | 29.26 | REAGENT SET, SULFATE SYSTEM, rr POCKET CLRMTR II (5870029) | Hach
5870034 | 456 | 3% | 442.32 | rr POCKET CLRMTR II SILICA, HR SYSTEM | Hach
5870034RGT | 80.75 | 5% | 76.71 | REAGENT SET, SILICA, HR SYSTEM, rr POCKET CLRMTR II (5870034) | Hach
5870040 | 473 | 3% | 458.81 | rr KTO: POCKET CLRMTR AMMONIA SYS | Hach
5870040PCA | 410 | 3% | 397.7 | rr CASE ASBLY POCKET CLRMTR II AMMONIA | Hach
5870040RGT | 251.6 | 5% | 239.02 | REAGENT SET, rr KTO: POCKET CLRMTR II AMMONIA SYS (5870040) | Hach
5870042 | 423 | 3% | 410.31 | rr POCKET CLRMTR II 420NM SYSTEM | Hach
5870045 | 456 | 3% | 442.32 | rr POCKET CLRMTR II 450NM SYSTEM | Hach
5870050 | 423 | 3% | 410.31 | POCKET CLRMTR II 500NM SYSTEM | Hach
5870051 | 473 | 3% | 458.81 | rr POCKET CLRMTR II CHLORINE DIO SYSTEM | Hach
5870051RGT | 40.8 | 5% | 38.76 | REAGENT SET, CHLORINE DIO SYSTEM, rr POCKET CLRMTR II (5870051) | Hach
5870052 | 423 | 3% | 410.31 | rr POCKET CLRMTR II 528NM SYSTEM | Hach
5870055 | 456 | 3% | 442.32 | rr POCKET CLRMTR II 550NM SYSTEM | Hach
5870058 | 456 | 3% | 442.32 | rr POCKET CLRMTR II 580NM SYSTEM | Hach
5870060 | 410 | 3% | 397.7 | POCKET CLRMTR II 600NM SYSTEM | Hach
5870062 | 456 | 3% | 442.32 | rr POCKET CLRMTR II CHLORINE MR/HR SYST | Hach
5870062RGT | 46.6 | 5% | 44.27 | REAGENT SET, CHLORINE MR/HR SYST, rr POCKET CLRMTR II (5870062) | Hach
5870065 | 410 | 3% | 397.7 | rr POCKET CLRMTR II 655NM SYSTEM | Hach
58901 | 110 | 3% | 106.7 | GLASS WOOL, 8UM DIA FIBERS 454G | Hach
590=060=026 | 4.59 | 3% | 4.45 | TUBING, PTFE, 2MM ID X 6MM OD | Polymetron
5900094 | 123 | 3% | 119.31 | MANUAL, FRENCH, ODYSSEY LAB, INST. | Hach
590900 | 5.69 | 3% | 5.52 | BOTTLE, BR POLY NARROW MOUTH 6OZ | Hach
59100 | 59 | 3% | 57.23 | PIPET BOTTLE COMPLETE | Hach
59102 | 17.75 | 3% | 17.22 | BOTTLE ONLY | Hach
591200 | 3.79 | 3% | 3.68 | SPRINKLER WITH SCREEN | Hach
5912200 | 383 | 3% | 371.51 | KIT, POUR-THRU CELL 1.0 IN CELL | Hach
5913700 | 237 | 3% | 229.89 | POUR-THRU CELL ASSY, 1.0 IN | Hach
5920500 | 1255 | 3% | 1217.35 | CONVERTER, RS485/422 TO USB | Hach
5940088 | 212 | 3% | 205.64 | DOCUMENTATION PACKAGE, DR/2400 PORT. | Hach
5940400 | 258 | 3% | 250.26 | KIT, POUR-THRU CELL | Hach
5940500 | 12.25 | 3% | 11.88 | CELL, MULTI-PATHLENGTH, 25ML | Hach
5940506 | 47.89 | 3% | 46.45 | CELL, MULTI-PATHLENGTH, 25ML 6/PK | Hach
5941000 | 55.2 | 3% | 53.54 | ASSY, POUR-THRU CELL, DR/2400 PORT. | Hach
5941100 | 24.9 | 3% | 24.15 | ADAPTER, POUR-THRU CELL | Hach
5945700 | 26.5 | 3% | 25.71 | si ADAPTER, CELL, 16MM DR/2400 PORTABLE | Hach
5945900 | 24.9 | 3% | 24.15 | APAPTER, CELL, 1CM SQUARE, DR/2400 | Hach
5946600 | 24.9 | 3% | 24.15 | ADAPTER, MULTI-PATHLENGTH CELL | Hach
595=000=002 | 26.65 | 3% | 25.85 | IN-LINE FILTER FOR TUBING 4MM ID | Polymetron
595=010=000 | 144 | 3% | 139.68 | FILTER(100u) FOR WATER - HIGH PERFORMANCE | Polymetron
595=010=005 | 144 | 3% | 139.68 | FILTER, (100╡) FOR WATER-HIGH PERFORMANCE | Polymetron
595=010=906 | 144 | 3% | 139.68 | FILTRATION CARTRIDGE(100u) PACK (6 PER PACK) | Polymetron
5951100 | 51.9 | 3% | 50.34 | FILTER, INTERFERENCE 450NM | Hach
5951300 | 105 | 3% | 101.85 | FILTER, INTERFERENCE 500 NM | Hach
5951500 | 54.1 | 3% | 52.48 | FILTER, INTERFERENCE 550 NM | Hach
5951600 | 62.9 | 3% | 61.01 | FILTER, INTERFERENCE 580 NM | Hach
5951700 | 35.8 | 3% | 34.73 | FILTER, INTERFERENCE 600 NM | Hach
5951800 | 70.6 | 3% | 68.48 | FILTER, INTERFERENCE 655 NM | Hach
5953000 | 410 | 3% | 397.7 | rr POCKET COLORIMETER II, CHLORINE | Hach
5953001 | 410 | 3% | 397.7 | rr POCKET COLORIMETER II BROMINE | Hach
5953002 | 410 | 3% | 397.7 | rr POCKET COLORIMETER II NITRATE | Hach
5953003 | 410 | 3% | 397.7 | rr POCKET COLORIMETER II D. 0. | Hach
5953004 | 410 | 3% | 397.7 | POCKET COLORIMETER II OZONE | Hach
5953005 | 410 | 3% | 397.7 | rr POCKET COLORIMETER II FLUORIDE | Hach
5953006 | 410 | 3% | 397.7 | POCKET COLORIMETER II PHOSPHATE/ | Hach
5953009 | 410 | 3% | 397.7 | POCKET COLORIMETER II ZINC | Hach
5953010 | 410 | 3% | 397.7 | POCKET COLORIMETER II MOLYBDENUM | Hach
5953012 | 456 | 3% | 442.32 | rr POCKET COLORIMETER II CL/PH | Hach
5953015 | 410 | 3% | 397.7 | rr POCKET CLRMTR II MANGANESE HR | Hach
5953016 | 410 | 3% | 397.7 | POCKET CLRMTR II IRON, TPTZ | Hach
5953017 | 410 | 3% | 397.7 | rr POCKET CLRMTR II CHROMIUM, HEX | Hach
5953018 | 410 | 3% | 397.7 | rr POCKET CLRMTR II MANGANESE LR PAN | Hach
5953019 | 410 | 3% | 397.7 | rr POCKET COLORIMETER II COPPER | Hach
5953022 | 410 | 3% | 397.7 | rr POCKET COLORIMETER II IRON FERROVER | Hach
5953026 | 411 | 3% | 398.67 | rr POCKET COLORIMETER II MONOCHL/FREE A | Hach
5953029 | 410 | 3% | 397.7 | rr POCKET COLORIMETER II SULFATE | Hach
5953034 | 410 | 3% | 397.7 | rr POCKET COLORIMETER II SILICA HR | Hach
5953040 | 410 | 3% | 397.7 | rr POCKET COLORIMETER II AMMONIA NITROG | Hach
5953042 | 410 | 3% | 397.7 | POCKET CLRMTR II, 420NM | Hach
5953045 | 423 | 3% | 410.31 | rr POCKET CLRMTR II, 450NM | Hach
5953047 | 410 | 3% | 397.7 | rr POCKET CLRMTR II, 476NM | Hach
5953050 | 410 | 3% | 397.7 | rr POCKET CLRMTR II, 500NM | Hach
5953051 | 410 | 3% | 397.7 | rr POCKET CLRMTR II CHLORINE DIOXIDE | Hach
5953052 | 410 | 3% | 397.7 | rr POCKET CLRMTR II, 528NM | Hach
5953062 | 410 | 3% | 397.7 | rr POCKET CLRMTR II CHLORINE MR/HR | Hach
5953065 | 410 | 3% | 397.7 | rr POCKET CLRMTR II, 655NM | Hach
5953066 | 437 | 3% | 423.89 | rr POCKET CLRMTR II, IMMUNOASSY | Hach
5953100 | 25.4 | 3% | 24.64 | CUSTOM HOLSTER W/EMBROIDERED LOGO | Hach
5956500 | 403 | 3% | 390.91 | rr POCKET CLRMTR II, G 500NM | Hach
5956600 | 456 | 3% | 442.32 | rr POCKET CLRMTR II, G 528NM | Hach
5956900 | 403 | 3% | 390.91 | rr POCKET CLRMTR II, G 600NM | Hach
5967388 | 9.89 | 3% | 9.59 | oo MANUAL, MOLYBDATE PKT CLRMTR II GE | Hach-Lange
5977600 | 301 | 3% | 291.97 | LOCKING COLLAR NUT, SS, INSERT MT GL | Polymetron
5980018 | 145 | 3% | 140.65 | MANUAL, WATER DIST MONIT PANEL | Hach
5983000 | 6735 | 3% | 6532.95 | HST PORTABLE SAMPLER- NO EM | Hach
5983010 | 8541 | 3% | 8284.77 | HST REFRIGED SAMPLER- NO EM | Hach
5H0675 | 4.35 | 5% | 4.13 | O-RING, 016, VITON, 75 | GLI
5H1226 | 2.89 | 5% | 2.75 | O-RING, 216, N674,NITRILE | GLI
6000018 | 91.39 | 3% | 88.65 | MANUAL, S-5000 SILICA | Hach
6000044 | 12.59 | 3% | 12.21 | CARD, QUICK REF S-5000 SILICA | Hach
6000093 | 45.85 | 3% | 44.47 | MANUAL, S-5000 SILICA SPANISH | Hach
6000094 | 54.65 | 3% | 53.01 | MANUAL, S-5000 SILICA FRENCH | Hach
6000118 | 107 | 3% | 103.79 | MANUAL, S-5000 ORTHOPHOSPHATE | Hach
6000144 | 11.65 | 3% | 11.3 | CARD, QUICK REF S-5000 PHOSPHATE | Hach
6000218 | 93.65 | 3% | 90.84 | MANUAL, S-5OOO HYDRAZINE | Hach
6000244 | 8.25 | 3% | 8 | CARD, QUICK REF S-5000 HYDRAZINE | Hach
6000318 | 138 | 3% | 133.86 | MANUAL, S-5000 ALUMINUM | Hach
6000444 | 8.25 | 3% | 8 | CARD, QUICK REF S-5000 OXY SCAV | Hach
6000518 | 91.39 | 3% | 88.65 | MANUAL, S-5000 LR ORTHOPHOSPHATE | Hach
6000544 | 19.35 | 3% | 18.77 | CARD, QUICK REF S-5000 LR PHOS | Hach
6001000 | 101 | 5% | 95.95 | KTO: KIT, RGT, APA 6000 ALKALINITY | Hach
6001100 | 57.49 | 5% | 54.62 | KTO: KIT, STD, APA 6000 ALKALINITY | Hach
6001200 | 101 | 5% | 95.95 | KTO:KIT,RGT, APA 6000 OLD STYLE ALKA | Hach
6001400 | 134 | 5% | 127.3 | KTO: KIT, RGT, APA 6000 LR AM/MONO | Hach
6001500 | 43.95 | 5% | 41.75 | KTO: KIT, STD, APA 6000 LR AM/MONO | Hach
6001500K | 43.95 | 5% | 41.75 | KTOALT: KIT, STD, APA 6000 LR AM/MONO | Hach
6001600 | 90.35 | 5% | 85.83 | KTO:KIT,RGT, APA 6000 LR & HR COPPER | Hach
6001700 | 127 | 5% | 120.65 | KTO: KIT, STD, APA 6000 LR COPPER | Hach
6001800 | 127 | 5% | 120.65 | KTO: KIT, STD, APA 6000 HR COPPER | Hach
6001900 | 114 | 5% | 108.3 | KTO: KIT, RGT, APA 6000 LR HARDNESS | Hach
6002000 | 69.55 | 5% | 66.07 | KTO: KIT, STD, APA 6000 LR HARDNESS | Hach
6002100 | 130 | 5% | 123.5 | KTO: KIT, RGT, APA 6000 HR HARDNESS | Hach
6002200 | 69.55 | 5% | 66.07 | KTO: KIT, STD, APA 6000 HR HARDNESS | Hach
6010018 | 47.09 | 3% | 45.68 | MANUAL, 1720E TURBIDMETER | Hach
6010101 | 1579 | 3% | 1531.63 | KTO: 1720E TURB SENSOR ASSEMBLY | Hach
6010101T | 1605 | 3% | 1556.85 | 1720E TURB, SENSOR ASSY W/SS TAG | Hach
6010160 | 1579 | 3% | 1531.63 | 1720E TURB, INST. ONLY, EU1 | Hach
6016000 | 5090 | 3% | 4937.3 | KTO: FilterTrak 660sc | Hach
6016100 | 4794 | 3% | 4650.18 | SENSOR HEAD ASSY, FT660sc | Hach
6022P0 | 931 | 3% | 903.07 | SNSR-pH,RYTON,5W,10' | GLI
6022P010000200N | 1216 | 3% | 1179.52 | PH-SNSR,ENCPS,CONV,RYTON, | GLI
6022P020 | 1210 | 3% | 1173.7 | SNSR-pH,RYTON,5W,20' | GLI
6022P050 | 1058 | 3% | 1026.26 | PH-SNSR,RYTON,50'CABLE, | GLI
6022P1 | 1123 | 3% | 1089.31 | SNSR-pH,RYTON,5W,ANTIMONY | GLI
6022P2 | 934 | 3% | 905.98 | PH-SNSR,ENCPS,CONV,RYTON, | GLI
6022P210 | 934 | 3% | 905.98 | PH-SNSR,ENCPS,CONV,RYTON, | GLI
6022P510 | 996 | 3% | 966.12 | SNSR-pH,RYTON,5W, FLUSH | GLI
6022P610 | 934 | 3% | 905.98 | PH-ENCPS,CONV.RYTON,LOW | GLI
6028P0 | 869 | 3% | 842.93 | Convertible pH LCP 5 Wire | GLI
6028P001 | 1088 | 3% | 1055.36 | SNSR-PH,5-Wire,LCP,1' | GLI
6028P00500S000N | 1119 | 3% | 1085.43 | vv SNSR-pH,LCP,5W,5',SP LUGS | GLI
6028P010000010N | 931 | 3% | 903.07 | SENSOR-pH,LCP,5-WIRE,10' | GLI
6028P010000200N | 1153 | 3% | 1118.41 | Sensor, 5 Wire pH, Perflouro O-Rings | GLI
6028P01000A000N | 923 | 3% | 895.31 | SNSR-PH,LCP,5W,10'CABLE, | GLI
6028P01000P000N | 844 | 3% | 818.68 | pH Sensor with Connector 2K1271 | GLI
6028P010030000N | 904 | 3% | 876.88 | PH-SNSR,LCP,10',HAST.C | GLI
6028P010F00000N | 904 | 3% | 876.88 | PH-SNSR,CONV,LCP,GEL FLLD | GLI
6028P010W00000N | 1112 | 3% | 1078.64 | SENSOR-pH,LCP,5-WIRE,10 | GLI
6028P012 | 1127 | 3% | 1093.19 | PH SNSR,LCP,CONVERTIBLE, | GLI
6028P014 | 1131 | 3% | 1097.07 | PH SNSR,LCP,CONVERTIBLE, | GLI
6028P015 | 1133 | 3% | 1099.01 | SNSR-pH,LCP,5W,15' | GLI
6028P01500A000N | 1179 | 3% | 1143.63 | PH-SNSR,ENCPS,CONV,LCP, | GLI
6028P020 | 1146 | 3% | 1111.62 | SNSR-pH,LCP,5W,20' | GLI
6028P020000010N | 1173 | 3% | 1137.81 | SENSOR-pH,LCP,5-WIRE,20' | GLI
6028P025000010N | 996 | 3% | 966.12 | SENSOR-pH,LCP,5-WIRE,25' | GLI
6028P02500C000N | 1000 | 3% | 970 | PH SNSR,LCP,CONVRTBLE,25' | GLI
6028P025W00000N | 1246 | 3% | 1208.62 | pH Sensor, LCP, 25 Foot Teflon Cable | GLI
6028P025W30210N | 1606 | 3% | 1557.82 | pH Sensor, LCP, 25 ft. TFE Cable | GLI
6028P033 | 1176 | 3% | 1140.72 | SNSR-pH, LCP,5W,33' | GLI
6028P050 | 1111 | 3% | 1077.67 | SNSR-pH, LCP,5W,50' | GLI
6028P090 | 1322 | 3% | 1282.34 | SNSR-pH,LCP,5W,90' | GLI
6028P1 | 1058 | 3% | 1026.26 | SNSR-pH,LCP,5W,ANTIMONY,1 | GLI
6028P140 | 1343 | 3% | 1302.71 | SNSR,PH,LCP,5W,ANTIMONY | GLI
6028P210000010N | 963 | 3% | 934.11 | SNSR-PH,LCP,5W,10',"S"GLS | GLI
6028P4 | 931 | 3% | 903.07 | SENSOR-pH,LCP,5-WIRE,10' | GLI
6028P420 | 1210 | 3% | 1173.7 | SNSR-pH,LCP,5W,20'CBL,LO | GLI
6028P510 | 963 | 3% | 934.11 | SNSR-pH,LCP,FLUSH ELTRD 5 | GLI
6028P6 | 900 | 3% | 873 | SENSOR-pH,LCP,5-WIRE,10' | GLI
6028P610 | 900 | 3% | 873 | SNSR,PH,LCP,5W,10',STAND, | GLI
6028P633 | 1174 | 3% | 1138.78 | SNSR-pH,LCP,5W,33'LOW PH | GLI
6028P8 | 873 | 3% | 846.81 | SENSOR-pH,LCP,5-WIRE,10', | GLI
60444 | 22.65 | 3% | 21.97 | Batteries for 365X, 1.2V / 2000 mAh (2pcs included in 32751). | Orbisphere
60445 | 16.75 | 3% | 16.25 | Alkaline batteries 1,5V / 6,3 Ah, for 365X (2pcs). | Orbisphere
60489.03 | 23.79 | 3% | 23.08 | 3 meters Serial Communications cable, 8 wire twisted by pairs, 3624 Probrix+. Supplied without connector. (Connector Kit 33044 must be ordered separately).Cable ISDN Uninet 4x2x0.16mm2 | Orbisphere
60489.05 | 39.15 | 3% | 37.98 | 5 meters Serial Communications cable, 8 wire twisted by pairs, 3624 Probrix+. Supplied without connector. (Connector Kit 33044 must be ordered separately).Cable ISDN Uninet 4x2x0.16mm2 | Orbisphere
60489.10 | 75.65 | 3% | 73.38 | 10 meters Serial Communications cable, 8 wire twisted by pairs, 3624 Probrix+. Supplied without connector. (Connector Kit 33044 must be ordered separately).Cable ISDN Uninet 4x2x0.16mm2 | Orbisphere
60489.100 | 755 | 3% | 732.35 | SERIAL CABLE FOR 3624 PROBRIX, 100M | Orbisphere
60489.15 | 115 | 3% | 111.55 | 15 meters Serial Communications cable, 8 wire twisted by pairs, 3624 Probrix+. Supplied without connector. (Connector Kit 33044 must be ordered separately).Cable ISDN Uninet 4x2x0.16mm2 | Orbisphere
60489.150 | 1118 | 3% | 1084.46 | 150 meters Serial Communications cable, 8 wire twisted by pairs, 3624 Probrix+. Supplied without connector. (Connector Kit 33044 must be ordered separately).Cable ISDN Uninet 4x2x0.16mm2 | Orbisphere
60489.20 | 151 | 3% | 146.47 | 20 meters Serial Communications cable, 8 wire twisted by pairs, 3624 Probrix+. Supplied without connector. (Connector Kit 33044 must be ordered separately).Cable ISDN Uninet 4x2x0.16mm2 | Orbisphere
60489.200 | 1488 | 3% | 1443.36 | 200 meters Serial Communications cable, 8 wire twisted by pairs, 3624 Probrix+. Supplied without connector. (Connector Kit 33044 must be ordered separately).Cable ISDN Uninet 4x2x0.16mm2 | Orbisphere
60489.25 | 190 | 3% | 184.3 | 25 meters Serial Communications cable, 8 wire twisted by pairs, 3624 Probrix+. Supplied without connector. (Connector Kit 33044 must be ordered separately).Cable ISDN Uninet 4x2x0.16mm2 | Orbisphere
60489.30 | 227 | 3% | 220.19 | 30 meters Serial Communications cable, 8 wire twisted by pairs, 3624 Probrix+. Supplied without connector. (Connector Kit 33044 must be ordered separately).Cable ISDN Uninet 4x2x0.16mm2 | Orbisphere
60489.35 | 264 | 3% | 256.08 | 35 meters Serial Communications cable, 8 wire twisted by pairs, 3624 Probrix+. Supplied without connector. (Connector Kit 33044 must be ordered separately).Cable ISDN Uninet 4x2x0.16mm2 | Orbisphere
60489.40 | 302 | 3% | 292.94 | 40 meters Serial Communications cable, 8 wire twisted by pairs, 3624 Probrix+. Supplied without connector. (Connector Kit 33044 must be ordered separately).Cable ISDN Uninet 4x2x0.16mm2 | Orbisphere
60489.45 | 337 | 3% | 326.89 | 41 meters Serial Communications cable, 8 wire twisted by pairs, 3624 Probrix+. Supplied without connector. (Connector Kit 33044 must be ordered separately).Cable ISDN Uninet 4x2x0.16mm2 | Orbisphere
60489.50 | 375 | 3% | 363.75 | 50 meters Serial Communications cable, 8 wire twisted by pairs, 3624 Probrix+. Supplied without connector. (Connector Kit 33044 must be ordered separately).Cable ISDN Uninet 4x2x0.16mm2 | Orbisphere
60489.60 | 448 | 3% | 434.56 | 60 meters Serial Communications cable, 8 wire twisted by pairs, 3624 Probrix+. Supplied without connector. (Connector Kit 33044 must be ordered separately).Cable ISDN Uninet 4x2x0.16mm2 | Orbisphere
60489.70 | 591 | 3% | 573.27 | 70 meters Serial Communications cable, 8 wire twisted by pairs, 3624 Probrix+. Supplied without connector. (Connector Kit 33044 must be ordered separately).Cable ISDN Uninet 4x2x0.16mm2 | Orbisphere
60489.80 | 598 | 3% | 580.06 | 80 meters Serial Communications cable, 8 wire twisted by pairs, 3624 Probrix+. Supplied without connector. (Connector Kit 33044 must be ordered separately).Cable ISDN Uninet 4x2x0.16mm2 | Orbisphere
60489.90 | 671 | 3% | 650.87 | 90 meters Serial Communications cable, 8 wire twisted by pairs, 3624 Probrix+. Supplied without connector. (Connector Kit 33044 must be ordered separately).Cable ISDN Uninet 4x2x0.16mm2 | Orbisphere
6052P0 | 1039 | 3% | 1007.83 | SNSR-pH,F-THRU,RYTON,10' | GLI
6058P0 | 978 | 3% | 948.66 | KTO: SNSR-pH,F-THRU,LCP,10' | GLI
6058P010000000N | 949 | 3% | 920.53 | PH SNSR,ENCPS,FLW THRU UN | GLI
6058P010000200N | 1222 | 3% | 1185.34 | SNSR-pH,F-THRU,LCP,10',W/ | GLI
6058P01000A000N | 1058 | 3% | 1026.26 | SNSR-pH,F-THRU,LCP,10' | GLI
6058P025 | 1039 | 3% | 1007.83 | PH SNSR-UNION MOUNT,LCP, | GLI
6058P033 | 1246 | 3% | 1208.62 | SNSR-pH,F-THRU,LCP,33' | GLI
6058P050 | 1069 | 3% | 1036.93 | SNSR-PH,FLOW-THRU UNION M | GLI
6058P1 | 1165 | 3% | 1130.05 | FINISH-SNSR,pH,LCP,UNION | GLI
6058P4 | 1039 | 3% | 1007.83 | SNSR-PH,LCP,5W,HIGH PURIT | GLI
6058P6 | 977 | 3% | 947.69 | SNSR-pH,F-THRU,LCP,10' | GLI
6058P610F00010N | 1099 | 3% | 1066.03 | SNSR-pH,F-T,LCP,10',"H"GL | GLI
6058P620 | 1245 | 3% | 1207.65 | SNSR-pH,F-THRU,LCP,20',H | GLI
6058U0 | 1021 | 3% | 990.37 | SNSR-pH,F-THRU,LCP,10',UL | GLI
606932 | 46.5 | 5% | 44.18 | Potassium Iodate, ACS, 100 g | Hach
607726 | 42.35 | 5% | 40.23 | TRIS-HYDROXYMETHYL-AMINO, ACS 100 | Hach
608000 | 2.75 | 3% | 2.67 | DROPPER, PLASTIC UNMARKED | Hach
608424 | 78.95 | 5% | 75 | DPD OXALATE, ANALYTICAL 25G | Hach
60953 | 31.65 | 3% | 30.7 | DC CONNECTOR FOR 410/510 | Orbisphere
60-9764-000-002 | 101 | 5% | 95.95 | KIT-SALTBRIDGE,RYTON,PKG | GLI
60-9764-000-003 | 136 | 5% | 129.2 | KIT-SALTBRIDGE,RYTON,PKG | GLI
60-9764-000-005 | 219 | 5% | 208.05 | KIT-SALT BRDG,RYTON,PKG O | GLI
60-9764-000-010 | 304 | 5% | 288.8 | KIT-SALT BRDG,RYTON,PKG O | GLI
60-9764-000-050 | 1243 | 5% | 1180.85 | KIT-SALT BRDG,RYTON,PKG O | GLI
60-9764-010-001 | 61.75 | 5% | 58.66 | KIT-SALT BRDG,RYTON,CR/CR | GLI
60-9764-010-002 | 96.89 | 5% | 92.05 | KIT-SALT BRDG,RYTON,CR/CR | GLI
60-9764-010-003 | 136 | 5% | 129.2 | KIT-SALT BRDG,RYTON,CR/CR | GLI
60-9764-010-005 | 213 | 5% | 202.35 | KIT-SALT BRDG,RYTON,CR/CR | GLI
60-9764-010-010 | 295 | 5% | 280.25 | KIT-SALT BRDG,RYTON,CR/CR | GLI
60-9765-000-002 | 113 | 5% | 107.35 | PKG-LCP SALT BRIDGE,QTY | GLI
60-9765-000-005 | 223 | 5% | 211.85 | LCP Salt Bridges, Qty 5 | GLI
60-9765-000-010 | 634 | 5% | 602.3 | PKG-LCP SALT BRIDGE,QTY 10 | GLI
60-9765-000-050 | 2773 | 5% | 2634.35 | PKG-LCP SALT BRIDGE,QTY 5 | GLI
60-9765-009-001 | 72.05 | 5% | 68.45 | KIT -SALT BRDG,HI-PURITY | GLI
60-9765-009-005 | 280 | 5% | 266 | KIT -SALT BRDG,HI-PURITY | GLI
60-9765-010-001 | 69.35 | 5% | 65.88 | PKG-LCP SLTBRDG,CER/CER,Q | GLI
60-9765-010-002 | 94.25 | 5% | 89.54 | PKG-LCP SLTBRDG,CER/CER,Q | GLI
60-9765-010-003 | 113 | 5% | 107.35 | PKG-LCP SLTBRDG,CER/CER,Q | GLI
60-9765-010-005 | 289 | 5% | 274.55 | PKG-LCP SLTBRDG,CER/CER,Q | GLI
60A2035-001 | 133 | 3% | 129.01 | ADAPTER FOR MH474 PVC | Hach
60A2035-002 | 79.45 | 3% | 77.07 | ADAPTER FOR MH434 CPVC | Hach
60A2040-001 | 129 | 3% | 125.13 | ASY-ADAPTER, 2" CPVC IN- | Hach
60A2040-002 | 205 | 3% | 198.85 | ASY-ADAPTER,2" 316 SS IN- | Hach
60A2050-001 | 212 | 3% | 205.64 | ASY-ADAPTER,1-1/2" INSRTN | Hach
60A2053 | 50.15 | 3% | 48.65 | ASSY,JUNCTION BOX,SURFACE | GLI
60A2100-001 | 220 | 3% | 213.4 | ADAPTER KIT FOR EXIST. | GLI
60A2A9901 | 164 | 3% | 159.08 | ASSY-ELTRD,pH,ACTIVE,SCHO | Hach
60A2F1278 | 54.75 | 3% | 53.11 | si pH/ORP Sensor Protector | GLI
60A2F1278-300 | 64.59 | 3% | 62.65 | si PROTECTOR-MOLDED RYTON | GLI
60A2F1281 | 129 | 3% | 125.13 | si FAB.ADAPTER,UNION | GLI
60A2F1299 | 8.05 | 5% | 7.65 | CAP PH ELECT. EPDM BLACK | GLI
60A2F1317 | 8.05 | 5% | 7.65 | FAB-SALTBRIDGE BOOT EPDM | GLI
60A2F1334 | 8.05 | 5% | 7.65 | SPONGE,LCP SALT BRIDGE | GLI
60A4908-400 | 76.85 | 5% | 73.01 | ASSY-SLT BRDG,RYT/KZ,CER/ | GLI
60A9753-001 | 91.95 | 3% | 89.19 | ASY,UNION ADAPTER,CPVC, | Hach
60A9919 | 61.75 | 5% | 58.66 | ASSY,SALT BRIDGE CAP,KYNA | GLI
60A9944 | 84.05 | 3% | 81.53 | ASSY,JUNCTION BOX,SUBMERS | Hach
60F1041-040 | 188 | 3% | 182.36 | FAB-WELD SOCKET,STRAIGHT, 1.57 | GLI
60G2052 | 84.85 | 3% | 82.3 | J-BOX,PIPE MNT,1" PVC BUS | GLI
60G9753-101 | 149 | 3% | 144.53 | BOM-UNION ADAPTER,LCP,VIT | GLI
60G9753-104 | 145 | 3% | 140.65 | BOM-UNION ADAPTER,LCP,EPR | GLI
60G9753-301 | 157 | 3% | 152.29 | BOM-UNION ADAPTER,RYTON,V | GLI
6105 | 91 | 3% | 88.27 | mc BOTTLES,SET OF 24-475 ML POLY W/CAPS | American Sigma
611213H | 55.65 | 5% | 52.87 | KTO: SOFCHEK TOTAL HDNS (50) *SELL 12 | Hach
611217H | 287 | 5% | 272.65 | KTO: HACH SOFCHEK FOIL INDVDUAL pk/1000 | Hach
611434 | 66.35 | 5% | 63.03 | MAGNESIUM CHLORIDE ACS 500G | Hach
6120500 | 145 | 3% | 140.65 | Differential pH/ORP Digital Gateway | Hach
6120500.99 | 140 | 3% | 135.8 | Differential pH/ORP Digital Gateway | Hach
6120600 | 120 | 3% | 116.4 | Combination pH/ORP Digital Gateway | GLI
6120600.99 | 115 | 3% | 111.55 | Combination pH/ORP Digital Gateway | GLI
6120700 | 115 | 3% | 111.55 | Contacting Conductivity Gateway | GLI
6120700.99 | 80.59 | 3% | 78.17 | Contacting Conductivity Gateway | GLI
6120800.99 | 133 | 3% | 129.01 | Electrodeless Conductivity Gateway | GLI
6122100 | 15.19 | 3% | 14.73 | si CORD GRIP, DIGITAL PH PROBE, RYTON | Polymetron
6126700 | 165 | 3% | 160.05 | nn SENSOR, GALVANIC,MEMBRANE D.O. | Hach
6130 | 243 | 3% | 235.71 | BATTERY,12 VDC, LEAD ACID, 7 AMP HR (20Hr rate) | American Sigma
6130800 | 412 | 3% | 399.64 | KIT, 5740 DIG D.O. HAND RAIL MOUNT | Hach
6130900 | 165 | 3% | 160.05 | KIT, 5740 DIG D.O. SUBMERSION MOUNT | Hach
6131300 | 330 | 3% | 320.1 | KIT, UNION MTG, CPVC | Hach
6131400 | 588 | 3% | 570.36 | KIT, UNION MOUNTING, 316SS | Hach
6132300 | 93.95 | 3% | 91.13 | SENSOR PROTECTOR, DIGITAL D.O. PROBE | Hach
6136300 | 248 | 3% | 240.56 | KIT, 5740 DIG D.O. FLOW-THRU UNION | Hach
6136400 | 204 | 3% | 197.88 | KIT, DIG PH IMMERSION MTG, CPVC | Hach
613826 | 35.25 | 5% | 33.49 | L-ASCORBIC ACID, 100G | Hach
613855 | 45.29 | 5% | 43.03 | L-ASCORBIC ACID, 290.0G | Hach
6140088 | 26.35 | 3% | 25.56 | MANUAL, NEMA 4 PC 1 CM P-ALKY | Hach
6157000 | 19106 | 3% | 18532.82 | KTO: AMTAX sc ANLZR 230V 0.05-20MG/L | Hach
6157100 | 19995 | 3% | 19395.15 | KTO: AMTAX sc ANLZR 230V 0.05-20MG/L | Hach
6157200 | 19174 | 3% | 18598.78 | KTO: AMTAX sc ANLZR 115V 0.05-20MG/L | Hach
6157300 | 19995 | 3% | 19395.15 | KTO: AMTAX sc ANLZR 115V 0.05-20MG/L | Hach
6157400 | 14891 | 3% | 14444.27 | KTO: AMTAX sc ANLZR 115-230V 0.05-20 | Hach
6157400-US | 14891 | 3% | 14444.27 | KTO: ARRA AMTAX sc ANLZR 115-230V 0.05-20 | Hach
6157500 | 15548 | 3% | 15081.56 | KTO: AMTAX sc ANLZR 115-230V 0.05-20 | Hach
6157600 | 19103 | 3% | 18529.91 | KTO: AMTAX sc ANLZR 230V 1-100MG/L | Hach
6157700 | 19991 | 3% | 19391.27 | KTO: AMTAX sc ANLZR 230V 1-100MG/L | Hach
6157800 | 19168 | 3% | 18592.96 | KTO: AMTAX sc ANLZR 115V 1-100MG/L | Hach
6157900 | 19991 | 3% | 19391.27 | KTO: AMTAX sc ANLZR 115V 1-100MG/L | Hach
6158000 | 14886 | 3% | 14439.42 | KTO: AMTAX sc ANLZR 115-230V 1-100MG | Hach
6158100 | 15545 | 3% | 15078.65 | KTO: AMTAX sc ANLZR 115-230V 1-100MG | Hach
6158200 | 19099 | 3% | 18526.03 | KTO: AMTAX sc ANLZR 230V 10-1000MG/L | Hach
6158300 | 19987 | 3% | 19387.39 | KTO: AMTAX sc ANLZR 230V 10-1000MG/L | Hach
6158400 | 19164 | 3% | 18589.08 | KTO: AMTAX sc ANLZR 115V 10-1000MG/L | Hach
6158500 | 19987 | 3% | 19387.39 | KTO: AMTAX sc ANLZR 115V 10-1000MG/L | Hach
6158600 | 14883 | 3% | 14436.51 | KTO: AMTAX sc ANLZR 115-230V 10-1000 | Hach
6158700 | 15541 | 3% | 15074.77 | KTO: AMTAX sc ANLZR 115-230V 10-1000 | Hach
6158800 | 19288 | 3% | 18709.36 | KTO:PHOSPHAX sc ANZR 230V .05-15MG/L | Hach
6158900 | 20245 | 3% | 19637.65 | KTO:PHOSPHAX sc ANZR 230V .05-15MG/L | Hach
6159000 | 19400 | 3% | 18818 | KTO: PHOSPHAX sc ANZR 115V .05-15MG/L | Hach
6159000-US | 18926 | 3% | 18358.22 | KTO: ARRA PHOSPHAX sc ANZR 115V .05-15MG/L | Hach
6159100 | 20245 | 3% | 19637.65 | KTO: PHOSPHAX sc ANZR 115V .05-15MG/L | Hach
6159200 | 19331 | 3% | 18751.07 | KTO:PHOSPHAX sc ANLZR 230V 1-50MG/L | Hach
6159300 | 20245 | 3% | 19637.65 | KTO:PHOSPHAX sc ANLZR 230V 1-50MG/L | Hach
6159400 | 19400 | 3% | 18818 | KTO: PHOSPHAX sc ANLZR 115V 1-50MG/L | Hach
6159500 | 20248 | 3% | 19640.56 | KTO: PHOSPHAX sc ANLZR 115V 1-50MG/L | Hach
6159600 | 14993 | 3% | 14543.21 | KTO: PHOSPHAX sc ANLZR 115-230V .05- | Hach
6159600-US | 14627 | 3% | 14188.19 | ARRA KTO: PHOSPHAX 115-230V, 0.05- 0.50-15mg/L PO4-P, 1 CHAN, CONTINUOUS SAMP CE/cTUVus AND TUV-GS APPROVED | Hach
6159700 | 15671 | 3% | 15200.87 | KTO:PHOSPHAX sc ANLZR 115-230V .05- | Hach
6159700-US | 15288 | 3% | 14829.36 | KTO: ARRA PHOSPHAX sc ANLZR 115-230V .05- | Hach
6159800 | 14993 | 3% | 14543.21 | KTO: PHOSPHAX sc ANLZR 115-230V 1-50 | Hach
6159900 | 15671 | 3% | 15200.87 | KTO:PHOSPHAX sc ANLZR 115-230V 1-50 | Hach
6168100 | 186 | 3% | 180.42 | BRACKET, PANEL MOUNT, sc1000 | Hach
6169900 | 192 | 3% | 186.24 | KIT, PANEL MOUNT, SC1000 | Hach
6175600 | 369 | 3% | 357.93 | POWER SUPPLY, 90-264VAC, 47-63 HZ | Polymetron
6175900 | 627 | 5% | 595.65 | KIT, RETROFIT, APA6000 POWER SUPPLY | Hach
6178000 | 1695 | 3% | 1644.15 | 8362sc HIGH PURITY PH PANEL, HACH | Polymetron
6178000S | 1677 | 3% | 1626.69 | 8362sc High Purity pH, Steel Tagging | Polymetron
6178000S-5024 | 2040 | 3% | 1978.8 | vv 6178000S with Cfl. Coated Board | Polymetron
6178001 | 1695 | 3% | 1644.15 | 8362sc HIGH PURITY ORP PANEL, HACH | Polymetron
6178002 | 1644 | 3% | 1594.68 | 8362sc HIGH PURITY PH PANEL, LANGE | Polymetron
6178003 | 1644 | 3% | 1594.68 | 8362sc HIGH PURITY ORP PANEL, LANGE | Polymetron
6178061 | 409 | 3% | 396.73 | 8362sc Gateway Junction Box, Lange | Polymetron
6180088 | 28.69 | 3% | 27.83 | MANUAL, HIGH RANGE CALCIUM | Hach
6182500 | 89.89 | 3% | 87.19 | KTO: AMTAX MEMBRANE CAPS AND ELECTR. | Hach
6184900 | 421 | 3% | 408.37 | KIT,MTG HARDWARE, NH4D sc RAIL MOUNT | Hach
6188401 | 973 | 3% | 943.81 | SENSOR CARTRIDGE NO3Dsc PROBE | Hach
6195088 | 22.75 | 3% | 22.07 | MANUAL, NEMA4X PC AL IN BRINE | Hach
6200000 | 11734 | 3% | 11381.98 | APA6000, HR HARDNESS W/AT/KITS | Hach
6200001 | 11447 | 3% | 11103.59 | APA6000, HR HARDNESS W/AT/KITS, EU | Hach
6200010 | 11869 | 3% | 11512.93 | KTO: APA6000 HR HARDNESS ANALYZER | Hach
6200011 | 11869 | 3% | 11512.93 | KTO: APA6000 HR HARDNESS ANALYZER, EU | Hach
62006 | 250 | 3% | 242.5 | BOTTLE SET,(96) 7050,475 ML | American Sigma
6200900 | 480 | 3% | 465.6 | KIT, SAMPLE SEQUENCING, APA6000 | Hach
6200989 | 6.79 | 3% | 6.59 | INSTRUCTION SHT, SAMPLE SEQUENCING | Hach
62011 | 7.69 | 3% | 7.46 | BOTTLE, WASH 500ML | Hach
62014 | 5.85 | 3% | 5.67 | BOTTLE, WASH 125ML | Hach
62016 | 11.19 | 3% | 10.85 | BOTTLE, WASH 1000ML | Hach
62031 | 6.45 | 3% | 6.26 | BOTTLE, WASH 250ML | Hach
6203289 | 6.79 | 3% | 6.59 | INSTRUCTION SHT, QUALITY CONTROL KIT | Hach
6203789 | 6.79 | 3% | 6.59 | INSTRUCTION SHT, GRAB SAMPLE KIT | Hach
6203802 | 563 | 3% | 546.11 | KIT, SAMPLE COND APA6000 LR HARDNESS | Hach
6203889 | 6.79 | 3% | 6.59 | INSTRUCTION SHT, SAMPLE COND KIT | Hach
62075 | 9.59 | 3% | 9.3 | BOTTLE, WASH 750ML | Hach
6207500 | 6.35 | 3% | 6.16 | GREASE PENCIL, BLACK | Hach
621=188=210 | 60.69 | 3% | 58.87 | MANUAL, 8810 INSTRUCTION (ENGLISH) | Polymetron
621=188=310 | 54.09 | 3% | 52.47 | MANUAL, 8810 INSTRUCTION (ENGLISH) | Polymetron
621=997=101 | 22.75 | 3% | 22.07 | MANUAL, 8810 INSTALL, NH4 0-100mg/l | Polymetron
621=997=102 | 22.75 | 3% | 22.07 | MANUAL, 8810 INSTALL, NH4 0-1000ug/l | Polymetron
621=997=104 | 22.75 | 3% | 22.07 | MANUAL FLUORIDE 0-1000 MG/IF-EN | Polymetron
621=997=108 | 26.35 | 3% | 25.56 | MANUAL FREE/TOTAL ALKA 0-500 MG EN | Polymetron
621=997=116 | 22.75 | 3% | 22.07 | MANUAL CHLORIDE 0.5-500 MG EN | Polymetron
621=997=117 | 23.3 | 3% | 22.6 | MANUAL SULPHIDE 1-100 MG EN | Hach
621=997=135 | 19.15 | 3% | 18.58 | INSTAL. PROCEDURE FOR 8810 CHLORIDE 0-20PPM | Polymetron
621=997=137 | 19.79 | 3% | 19.2 | PI 8810 ISE CHLORURE 0-5PPM A4 | Polymetron
621=997=138 | 19.25 | 3% | 18.67 | INSTALLATION PROCEDURE 8810 NITRITES | Polymetron
62100 | 16.05 | 3% | 15.57 | BOTTLE W/STOPPER, BOD 300ML | Hach
62106 | 87.85 | 3% | 85.21 | BOTTLE W/STPR, BOD 300ML PK/6 | Hach
62124 | 307 | 3% | 297.79 | BOTTLE W/STPR, BOD 300ML PK/24 | Hach
621410 | 91.95 | 5% | 87.35 | nn HACH AC 5-WAY WQ (50) pk/12 | Hach
621410H | 91.95 | 5% | 87.35 | KTO: AC 5-WAY WQ (50) pk/12 | Hach
6244500 | 432 | 3% | 419.04 | POWER SUPPLY, 230V WITH UK PLUG | American Sigma
6247800 | 250 | 3% | 242.5 | CHARGER ASSY, UNIVERSAL, GEL-ELEC | American Sigma
6249200 | 64 | 3% | 62.08 | USB TO SERIAL ADAPTER | American Sigma
62762 | 31.55 | 3% | 30.6 | CASSEROLE, PORCELAIN 140ML | Hach
62763 | 40.39 | 3% | 39.18 | CASSEROLE, PORCELAIN 210ML | Hach
6323 | 454 | 3% | 440.38 | dd FAN,EXHAUST,120 VAC FOR ENCLOSURE | American Sigma
63301 | 4.35 | 3% | 4.22 | CLAMP, SCREW COMPRESSION LARGE | Hach
63317 | 3.69 | 3% | 3.58 | CLAMP, SCREW COMPRESSION SMALL | Hach
63400 | 4.35 | 3% | 4.22 | CLAMP, TEST TUBE | Hach
6358 | 61 | 3% | 59.17 | CONTAINER,2 1/2 GAL. GLASS 330-G | American Sigma
6378 | 24 | 3% | 23.28 | LINER,TEFLON,2 1/2 GAL CONTAIN | American Sigma
63800 | 4.5 | 3% | 4.37 | SPOON, MEASURING 0.2G | Hach
641426 | 68.45 | 5% | 65.03 | nn HACH AC NITRATE/NITRITE (25) PK/6 | Hach
641426H | 68.45 | 5% | 65.03 | KTO: AQUACHECK NITRATE/NITRITE (25) PK/6 | Hach
6422P0 | 1075 | 3% | 1042.75 | SNSR-pH,RYTON,VITON,10', | GLI
6422P020 | 1310 | 3% | 1270.7 | SNSR-pH,RYTON,VITON,20', | GLI
6422P040 | 1360 | 3% | 1319.2 | Sensor,pH-Ryton,Viton,40', 2 Wire | GLI
6428-9001 | 1244 | 3% | 1206.68 | SNSR-pH,LCP,2W,VITON,5 FT | GLI
6428P0 | 1013 | 3% | 982.61 | SNSR-pH,LCP,2W,VITON,10' | GLI
6428P010010000N | 1043 | 3% | 1011.71 | SNSR-pH,LCP,2W,VITON,10' | GLI
6428P015 | 1238 | 3% | 1200.86 | PH SNSR,ENCPS,CONV,LCP,2W | GLI
6428P020 | 1251 | 3% | 1213.47 | SNSR-pH,LCP,2W,VITON,20' | GLI
6428P025 | 1075 | 3% | 1042.75 | SNSR-pH,LCP,2W,VITON,25' | GLI
6428P030 | 1316 | 3% | 1276.52 | SNSR-pH,LCP,2W,VITON,30' | GLI
6428P040W00000N | 1693 | 3% | 1642.21 | PH-SNSR,2W TRANS,CONV,LCP | GLI
6428P050 | 1103 | 3% | 1069.91 | SNSR-pH,LCP,2W,VITON,50' | GLI
6428P1 | 1164 | 3% | 1129.08 | SNSR-pH,LCP,2W,ANTIMONY,1 | GLI
6428P210 | 1011 | 3% | 980.67 | SNSR-PH,LCP,2W,VITON,10' | GLI
6431 | 11 | 3% | 10.67 | COVER,OUTLET BOX | American Sigma
6458P0 | 1119 | 3% | 1085.43 | SNSR-pH,2-WIRE,F-THRU,LCP | GLI
6494 | 108 | 3% | 104.76 | CONTAINER, 5.5 GAL/21L, POLY, W/CAP | American Sigma
6495 | 16.5 | 3% | 16.01 | CLOSURE,5 GAL NALGENE 2150-1000 | American Sigma
6498 | 111 | 3% | 107.67 | CONTAINER,5.5 GALLON POLY. WITH CAP | American Sigma
6507 | 95 | 3% | 92.15 | MANUAL,O & M, 1600 DIPPER SAMPLER | American Sigma
651453 | 71.65 | 5% | 68.07 | nn HACH AQUACHEK CHLORINE (50) pk/12 | Hach
651453H | 71.65 | 5% | 68.07 | KTO: AQUACHEK CHLORINE (50) pk/12 | Hach
655 | 15.4 | 3% | 14.94 | CONTAINER,2 LITER,POLY TALL,2364 | American Sigma
6559 | 65 | 3% | 63.05 | mc CONTAINER,2.5 GAL GLASS WITH CAP | American Sigma
657 | 107 | 3% | 103.79 | mc BOTTLE SET,(8) 2.3 L POLY. W/CAPS | American Sigma
6610600 | 80 | 3% | 77.6 | CABLE ASSY, 900 SERIES PWR ADAPT AWRS | American Sigma
6613100 | 25 | 3% | 24.25 | mc KIT, AWRS CABINET HOLD DOWN BRACKETS | American Sigma
661454 | 87.69 | 5% | 83.31 | nn HACH AQUACHEK COPPER (25) pk/6 | Hach
661455 | 117 | 5% | 111.15 | nn HACH AQUACHEK IRON KIT (25) pk/6 | Hach
67132 | 17.05 | 5% | 16.2 | SODIUM HYDROXIDE, .01N 100ML MDB | Hach
67153 | 28.35 | 5% | 26.93 | SODIUM HYDROXIDE SOLN, 1000ML | Hach
6735500 | 434 | 3% | 420.98 | VERIFICATION QUICK CHECK, FT660 sc | Hach
67532 | 15.25 | 5% | 14.49 | SODIUM CARBONATE SOLN, 100ML | Hach
67549 | 33.49 | 5% | 31.82 | SODIUM CARBONATE SOLN, 500ML | Hach
6760301 | 31.05 | 3% | 30.12 | ee ASSY, REAGENT BOTTLE CAP, BLUE | Hach
6760302 | 31.05 | 3% | 30.12 | ee ASSY, REAGENT BOTTLE CAP, GREEN | Hach
6760303 | 31.05 | 3% | 30.12 | ee ASSY, REAGENT BOTTLE CAP, RED | Hach
6760305 | 31.05 | 3% | 30.12 | ee ASSY, REAGENT BOTTLE CAP, YELLOW | Hach
6767100 | 21.45 | 3% | 20.81 | FUNNEL, GRAB SAMPLE, PROCESS ANALYZER | Hach
6767300 | 1.09 | 3% | 1.06 | BOTTLE, REAGENT, 2-LITER, PETE | Hach
6767400 | 1.05 | 5% | 1 | SHIPPING CAP, REAGENT, QUICK DISCONNECT | Hach
6767520 | 12.55 | 5% | 11.92 | SEAL ASSY, REAGENT BOTTLE, WITH TUBE, 1L | Hach
6767800 | 16.05 | 3% | 15.57 | si CELL CAP, PROCESS ANALYZER | Hach
6772500 | 2.35 | 3% | 2.28 | TUBING, POLYETHYLENE, 6MM OD X 1MM W | Hach
6772600 | 18.25 | 3% | 17.7 | STIR BAR, STAR HEAD, 17.2 MM DIA X 10.5 HIGH | Hach
6774802 | 171 | 5% | 162.45 | 5500sc REAGENT 1 SILICA 2-LITER | Hach
6774802INT | 171 | 5% | 162.45 | 5500sc REAGENT 1 SILICA 2-1 LITER, INT | Hach
6774902 | 79.19 | 5% | 75.23 | 5500sc REAGENT 2 SILICA 2-LITER | Hach
6775002 | 49.29 | 5% | 46.83 | 5500sc STANDARD 1 SILICA 2-LITER | Hach
6775102 | 113 | 5% | 107.35 | KTO: 5500sc REAGENT 3 SILICA PACKAGE | Hach
6775202 | 56.95 | 5% | 54.1 | 5500sc REAGENT 3 SILICA 1.8-LITER | Hach
6775355 | 35.35 | 5% | 33.58 | 5500sc REAGENT 3 SILICA POWDER 205G | Hach
6775402 | 104 | 5% | 98.8 | 5500sc REAGENT 1 LR PHOSPHATE 2,1-LITER INT | Hach
6775502 | 58.25 | 5% | 55.34 | 5500sc REAGENT 2 LR PHOSPHATE 2-LITER | Hach
6775602 | 79.39 | 5% | 75.42 | 5500sc STANDARD 2 LR PHOSPHATE | Hach
6775702 | 156 | 5% | 148.2 | KTO: 5500sc REAGENT 3 LR PHOSPHATE PACKAGE | Hach
6775855 | 72.05 | 5% | 68.45 | 5500sc REAGENT 3 LR PHOSPHATE POWDER | Hach
6775902 | 115 | 5% | 109.25 | 5500sc REAGENT 3 LR PHOSPHATE 1.8-LITER | Hach
6776002 | 79.39 | 5% | 75.42 | 5500sc STANDARD 1 LR PHOSPHATE 2-LITER | Hach
6776100 | 383 | 5% | 363.85 | KTO: 5500SC PHOSPHATE HR RGT SET | Hach
6776102 | 211 | 5% | 200.45 | 5500sc REAGENT 1, HR PHOSPHATE, 2, 1-LITER INT | Hach
6776202 | 58.25 | 5% | 55.34 | 5500sc REAGENT 2 HR PHOSPHATE 2-LITER | Hach
6776302 | 116 | 5% | 110.2 | 5500sc REAGENT 3, HR PHOSPHATE, 2, 1-LITER INT | Hach
6776402 | 56.15 | 5% | 53.34 | 5500sc STANDARD 1 HR PHOSPHATE 2-LITER | Hach
6782900 | 231 | 3% | 224.07 | PRESSURE REGULATOR, PRESET 4PSI | Hach
6783600 | 387 | 5% | 367.65 | KTO: 5500SC SILICA REAGENT SET | Hach
6783600INT | 387 | 5% | 367.65 | KTO: 5500SC SILICA REAGENT SET, INT | Hach
6783600INTK | 387 | 5% | 367.65 | KTOALT: 5500SC SILICA REAGENT SET INT | Hach
6785102 | 241 | 3% | 233.77 | KIT, SEQUENCER LINE INSTALLATION 2 CHANNEL | Hach
6785104 | 598 | 3% | 580.06 | KIT, SEQUENCER LINE INSTALLATION 4 CHANNEL | Hach
6785600 | 3.49 | 3% | 3.39 | TUBING, PVC 11/16 OD x 1/8 W | Hach
6786600 | 2621 | 3% | 2542.37 | KIT, STAINLESS STEEL SAMPLE CONDITIONING, PROCESS ANALYZER | Hach
6786900 | 77.05 | 3% | 74.74 | ASSY, CAPILLARY TBG, PROCESS ANALYZER | Hach
6786902 | 123 | 3% | 119.31 | ASSY, CAPILLARY, 3 LINES, PROCESS ANALYZER | Hach
6787000 | 267 | 3% | 258.99 | KIT, ADAPTER PLATE, S5000 TO 5500sc | Hach
6787100 | 267 | 3% | 258.99 | KIT, ADAPTER PLATE, 921x TO 5500sc OR 961Xsc | Hach
6788310 | 419 | 3% | 406.43 | KIT, MAINTENANCE, 5500sc/9611sc HR PHOSPHATE, TWO/FOUR CHANNEL | Hach
6792200 | 434 | 3% | 420.98 | KIT, 4-20mA OUTPUT MODULE, HACH | Hach
6792201 | 434 | 3% | 420.98 | KIT, 4-20mA OUTPUT MODULE, HACH LANGE | Hach
6792301 | 570 | 3% | 552.9 | KIT, 4-20mA INPUT MODULE, HACH LANGE | Hach
6792400 | 445 | 3% | 431.65 | KIT, RELAY MODULE, HACH | Hach
6792401 | 445 | 3% | 431.65 | KIT, RELAY MODULE, HACH LANGE | Hach
6792500 | 203 | 3% | 196.91 | KIT, MODBUS MODULE, HACH | Hach
6792501 | 203 | 3% | 196.91 | KIT, MODBUS MODULE, HACH LANGE | Hach
6792600 | 558 | 3% | 541.26 | KIT, PROFIBUS MODULE, HACH | Hach
6792601 | 558 | 3% | 541.26 | KIT, PROFIBUS MODULE, HACH LANGE | Hach
68206 | 12.79 | 3% | 12.41 | CLAMP, PINCHCOCK DAY PK/6 | Hach
6844600 | 1102 | 3% | 1068.94 | WDMPsc MOUNTING RACK | Hach
6846000 | 15232 | 3% | 14775.04 | aa WATER DIST MONIT PANEL SC | Hach
6846400 | 830 | 3% | 805.1 | KTO: ORP ACCESSORY KIT, WDMPsc | Hach
6846600 | 215 | 3% | 208.55 | PRESSURE REGULATOR ACCESSORY, WDMPsc | Hach
6846700 | 172 | 3% | 166.84 | SC1000 RACK MOUNTING KIT, WDMPSC | Hach
6849400 | 10071 | 3% | 9768.87 | aa KTO: 9245 Sodium Analyzer w/Enclosure | Polymetron
6849500 | 9837 | 3% | 9541.89 | aa KTO:9245 Sodium Analyzr Panel Mount | Polymetron
6849500K | 9837 | 3% | 9541.89 | aa KTOALT: 9245 SODIUM ANALYZER PANEL MOUNT | Polymetron
6849600 | 10002 | 3% | 9701.94 | KTO: 9245 SODIUM ENCLOSURE NO DIPA | Polymetron
6849700 | 9765 | 3% | 9472.05 | KTO: 9245 PANEL MOUNT NO DIPA | Polymetron
68500 | 3.69 | 3% | 3.58 | BRUSH, BURET 25ML | Hach
6856900 | 279 | 3% | 270.63 | KTO: EVENT DETECTION MONTHLY RGT SET (FREE CI) | Hach
6857000 | 6617 | 3% | 6418.49 | rr aa KTO: GB VERIFICATION KIT, HST | Hach
6857100 | 279 | 3% | 270.63 | KTO: EVENT DETECTION MONTHLY RGT SET (TOTAL CI) | Hach
6857300 | 455 | 3% | 441.35 | KTO: EVENT DETECTION QUARTERLY RGT SET | Hach
6857600 | 66.35 | 3% | 64.36 | GUARDIANBLUE CYANIDE SURROGATE | Hach
6858 | 375 | 3% | 363.75 | dd FLOOR,6992 WEATHERGUARD ENCLOSER | American Sigma
6858000 | 11010 | 3% | 10679.7 | aa KTO: 9245 SODIUM MONOCHANNEL w/K | Polymetron
6858010 | 11176 | 3% | 10840.72 | aa KTO: 9245 SODIUM MONOCHAN w/K KIT & | Polymetron
6858020 | 10748 | 3% | 10425.56 | KTO: 9245 PANEL MOUNT W/K NO DIPA | Polymetron
6858030 | 11105 | 3% | 10771.85 | KTO: 9245 WALL MOUNT W/K NO DIPA | Polymetron
68600 | 4.35 | 3% | 4.22 | BRUSH, BURET 50ML | Hach
6860000 | 1845 | 3% | 1789.65 | CLEAN SYS,HI OUTPUT AIR BL HACH 115V | Hach
6860001 | 1990 | 3% | 1930.3 | KTO: HOAB COMPRESSOR AND LDO AIRBLAST | Hach
6860003 | 1845 | 3% | 1789.65 | CLEAN SYS,HI OUTPUT AIR BL LANGE 115 50Hz | Hach
6860100 | 1845 | 3% | 1789.65 | CLEAN SYS,HI PRESS AIR BL HACH 230V | Hach
6860103 | 1845 | 3% | 1789.65 | CLEAN SYS,HI OUTPUT AIR BL LANGE 230V | Hach
68700 | 4.35 | 3% | 4.22 | BRUSH, CYLINDER SIZE 2 | Hach
6880 | 372 | 3% | 360.84 | dd HEATER,120 VAC FOR ENCLOSURES | American Sigma
68800 | 21.59 | 3% | 20.94 | BRUSH, IMHOFF CONE | Hach
6881 | 323 | 3% | 313.31 | dd FLOOR,6987 WEATHERGUARD ENCLOSURE | American Sigma
6882 | 505 | 3% | 489.85 | dd FLOOR,6989 WEATHERGUARD ENCLOSURE | American Sigma
6886 | 336 | 3% | 325.92 | dd LIGHT,WITH SWITCH,60 WATT | American Sigma
6888 | 460 | 3% | 446.2 | dd PLEXIGLAS DOOR WINDOW/ENCLOSURE | American Sigma
68900 | 4.95 | 3% | 4.8 | BRUSH, PIPET | Hach
6894000 | 125 | 3% | 121.25 | STAND ASSY, BENCH TOP, sc100/MODEL 53/sc200 | Hach
69000 | 4.35 | 3% | 4.22 | BRUSH, TEST TUBE | Hach
69100 | 4.35 | 3% | 4.22 | BRUSH, SEMI MICRO TUBE | Hach
6920 | 743 | 3% | 720.71 | dd FLOOR,6993 WEATHERGUARD ENCLOSURE | American Sigma
69257 | 52.15 | 3% | 50.59 | FILTER PAPER, FOLD 12.5CM PK/100 | Hach
69258 | 56.39 | 3% | 54.7 | FILTER PAPER, FOLDED 15CM PK/100 | Hach
69259 | 63.85 | 3% | 61.93 | FILTER PAPER, FOLD 18.5CM PK/100 | Hach
6927 | 426 | 3% | 413.22 | dd FLOOR,6994 WEATHERGUARD ENCLOSURE | American Sigma
6930100 | 1065 | 3% | 1033.05 | Sanitary pHD Sensor, Analog, | GLI
6940500 | 764 | 3% | 741.08 | FILTER BACKWASH MOUNTING KIT | Hach
6940600 | 5143 | 3% | 4988.71 | KTO: FILTER BACKWASH PACKAGE, KTO | Hach
6941700 | 219 | 3% | 212.43 | EXT POLE for FILTER BACKWASH MOUNT | Hach
6960100 | 53442 | 3% | 51838.74 | KTO: GuardianBlue SECURITY SYS, HST | Hach
6960102 | 53442 | 3% | 51838.74 | KTO: EVENT DETECTION SYSTEM, 230V | Hach
6960300 | 19239 | 3% | 18661.83 | TOC ANALYZER, GuardianBlue, HST 115V | Hach
6960302 | 19239 | 3% | 18661.83 | TOC ANALYZER, GUARDIANBLUE, HST 230V | Hach
6960400 | 15660 | 3% | 15190.2 | WATER PANEL, GuardianBlue, HST | Hach
6987 | 2143 | 3% | 2078.71 | dd WEATHERGUARD FRP ENCLOSURE | American Sigma
6989 | 4194 | 3% | 4068.18 | dd WEATHERGUARD FRP ENCLOSURE | American Sigma
6992 | 2921 | 3% | 2833.37 | dd WEATHERGUARD FRP ENCLOSURE | American Sigma
6993 | 6052 | 3% | 5870.44 | dd WEATHERGUARD FRP ENCLOSURE | American Sigma
6994 | 2799 | 3% | 2715.03 | dd WEATHERGUARD FRP ENCLOSURE | American Sigma
6M0920 | 8.29 | 3% | 8.04 | GREASE, SILICONE, (2 GRAM | Hach
6P95-1001-00 | 1240 | 3% | 1202.8 | WDM TOC PREFPACK, CRS, 115V, LEVEL | Hach
6P95-1010-00 | 1546 | 3% | 1499.62 | WDM TOC PREFPACK, CRS, 115V, LAMP | Hach
6P95-1011-00 | 2781 | 3% | 2697.57 | WDM TOC PREFPACK CRS 115V LAMP/LEVEL | Hach
6P95-1100-00 | 641 | 3% | 621.77 | WDM TOC PREFPACK, CRS, 115V, WINDOW | Hach
6P95-1101-00 | 1877 | 3% | 1820.69 | WDM TOC PREFPACK CRS 115V WIN/LEVEL | Hach
6P95-1110-00 | 2219 | 3% | 2152.43 | WDM TOC PREFPACK CRS 115V WIN/LAMP | Hach
6P95-1111-00 | 3421 | 3% | 3318.37 | WDM TOC PREFPK CRS 115V WIN/LAMP/LEV | Hach
6P95-1301-00 | 1240 | 3% | 1202.8 | WDM TOC PREFPACK SS 115V WIN/LEVEL | Hach
6P95-1310-00 | 1573 | 3% | 1525.81 | WDM TOC PREFPACK SS 115V WIN/LAMP | Hach
6P95-1311-00 | 2769 | 3% | 2685.93 | WDM TOC PREFPK SS 115V WIN/LAMP/LEVE | Hach
6P95-2001-00 | 1273 | 3% | 1234.81 | WDM TOC PREFPACK,CRS,230V, LEVEL | Hach
6P95-2010-00 | 1605 | 3% | 1556.85 | WDM TOC PREFPACK,CRS,230V, LAMP | Hach
6P95-2011-00 | 2774 | 3% | 2690.78 | WDM TOC PREFPACK,CRS,230V LAMP/LEVEL | Hach
6P95-2100-00 | 659 | 3% | 639.23 | WDM TOC PREFPACK,CRS,230V | Hach
6P95-2101-00 | 1909 | 3% | 1851.73 | WDM TOC PREFPACK,CRS,230V, WIN/LEVEL | Hach
6P95-2110-00 | 2203 | 3% | 2136.91 | WDM TOC PREFPACK,CRS,230V, WIN/LAMP | Hach
6P95-2111-00 | 3421 | 3% | 3318.37 | WDM TOC PREFPK,CRS,230V,WIN/LAMP/LEV | Hach
6P95-2301-00 | 1252 | 3% | 1214.44 | WDM TOC PREFPACK,SS,230V, WIN/LEVEL | Hach
6P95-2310-00 | 1679 | 3% | 1628.63 | WDM TOC PREFPACK,SS,230V, WIN/LAMP | Hach
6P95-2311-00 | 2844 | 3% | 2758.68 | WDM TOC PREFPK,SS,230V, WIN/LEV/LAMP | Hach
6V0006 | 369 | 3% | 357.93 | COMPRESSOR,AIR,DIAF,115V/ | Polymetron
700534 | 51.45 | 5% | 48.88 | EDTA 500G | Hach
700535 | 10.89 | 5% | 10.35 | TETRASODIUM EDTA, 1KG JAR | Hach
700599 | 29.85 | 5% | 28.36 | EDTA REAGENT PWD PLWS PK/100 | Hach
700726 | 87.39 | 5% | 83.02 | CDTA, ACS GRADE 100G | Hach
700-916/10 | 1133 | 3% | 1099.01 | D.O. SENSOR FOR 916 | GLI
700935 | 1122 | 5% | 1065.9 | LITHIUM HYDROXIDE, 100 KG DRUM | Hach
70100 | 26.45 | 3% | 25.66 | LAB APRON, VINYL 91X69CM | Hach
701137 | 1151 | 5% | 1093.45 | SENTRY THERMAL SHUTOFF VALVE | Hach
70532 | 10.95 | 5% | 10.4 | SULFITE 3 REAGENT 100ML MDB | Hach
70553 | 29.89 | 5% | 28.4 | SULFITE 3 REAGENT SOLN, 1000ML | Hach
706222 | 67.75 | 5% | 64.36 | DIAMINOBENZIDINE 4-HYDROCHLORIDE | Hach
706834 | 61.05 | 5% | 58 | FERROUS SULFATE ACS 500G | Hach
709335 | 106 | 5% | 100.7 | SODIUM CITRATE, 25KG BAG | Hach
709901 | 32.09 | 5% | 30.49 | SODIUM SULFATE, ANHYDROUS 454G | Hach
709929 | 16.39 | 5% | 15.57 | SODIUM SULFATE, ANHYDROUS 250G | Hach
70F1037-003 | 76.79 | 3% | 74.49 | si MH,SPEC.CAP,2" SANITARY,3 | GLI
711195H | 140 | 5% | 133 | KTO: HACH LR QUANTAB (40) PK/6 | Hach
711196 | 269 | 5% | 255.55 | nn HACH HR QUANTAB (40) pk/6 | Hach
711196H | 269 | 5% | 255.55 | KTO: HACH HR QUANTAB (40) PK/6 | Hach
711196HK | 269 | 5% | 255.55 | KTOALT: HACH HR QUANTAB (40) PK/6 | Hach
7121649 | 63.39 | 5% | 60.22 | STABLCAL 400 NTU, 500 ML | Hach
712924 | 28.95 | 5% | 27.5 | CYANURIC ACID 25G | Hach
71301 | 59.99 | 5% | 56.99 | BORIC ACID, ACS 454G | Hach
713400 | 4.35 | 3% | 4.22 | TUBING, RUBBER LATEX F/1864 | Hach
713749 | 12.39 | 3% | 12.02 | BOTTLE, M ROUND HDPE 500ML PK/6 | Hach
713765 | 8.69 | 3% | 8.43 | BOTTLE, M ROUND HDPE 1000ML PK/3 | Hach
713921 | 13.75 | 3% | 13.34 | BOTTLE, B ROUND LDPE 473ML PK/6 | Hach
713941 | 13.09 | 3% | 12.7 | BOTTLE, B ROUND LDPE 237ML PK/6 | Hach
713A4000 | 313 | 3% | 303.61 | ASSY-PREAMP IN ENCL | Hach
713B4A1001 | 268 | 3% | 259.96 | ASSY,PCB.PREAMP PH,LOW PW | Hach
714046 | 24.09 | 3% | 23.37 | BOTTLE, B ROUND LDPE 15ML PK/6 | Hach
714421 | 22.85 | 3% | 22.16 | BOTTLE, BR AMB GLASS 473ML PK/6 | Hach
714424 | 12.69 | 3% | 12.31 | BOTTLE, BR AMB GLASS 118ML PK/6 | Hach
714441 | 16.25 | 3% | 15.76 | BOTTLE, BR AMB GLASS 237ML PK/6 | Hach
714463 | 29.65 | 3% | 28.76 | BOTTLE, AMBER GLASS 1000ML PK/6 | Hach
714G1502-104 | 232 | 3% | 225.04 | ASSY-PREAMP/MTG PLATE,25' | Hach
715546 | 13.75 | 3% | 13.34 | CAP, WHT PP FOR 15ML SCDB PK/6 | Hach
715646 | 5.09 | 3% | 4.94 | PLUG, DROPPING FOR 15ML BTL PK/6 | Hach
7213200 | 144 | 3% | 139.68 | GEMS LS-3 SERIES LEVEL SWITCH | Hach
730 | 31 | 3% | 30.07 | CONTAINER,GLASS,10 IN. LG. SAMPLE | American Sigma
7300800 | 464 | 3% | 450.08 | ASSY, PHD & NH4D FLOW CELL | Hach
731 | 256 | 3% | 248.32 | BOTTLE SET,(24) 730 GLASS W/O | American Sigma
732 | 293 | 3% | 284.21 | mc BOTTLE SET,(24) 350 ML GLASS W/CAPS | American Sigma
735 | 14.4 | 3% | 13.97 | CONTAINER,1 LITER | American Sigma
736 | 134 | 3% | 129.98 | BOTTLE SET,(24) 1 LITER POLY 735 | American Sigma
737 | 137 | 3% | 132.89 | mc BOTTLE SET,(24) 1 L POLY. WITH CAPS | American Sigma
74053 | 33.15 | 5% | 31.49 | CDTA STD SOLN, 0.020N 1000ML | Hach
74056 | 63.55 | 5% | 60.37 | CDTA STD SOLN, 0.0200N 4L | Hach
74226 | 36.39 | 5% | 34.57 | HYDRAZINE SULFATE 100G | Hach
75814 | 39.35 | 5% | 37.38 | PHENOL, ACS 113G | Hach
76215 | 78.35 | 5% | 74.43 | PHOSPHORIC ACID, 85% ACS 2.5L | Hach
76401 | 30.75 | 5% | 29.21 | POTASSIUM CHLORIDE, 454G | Hach
76714 | 35.99 | 5% | 34.19 | POTASSIUM CYANIDE, 100G | Hach
76A4010-001 | 197 | 3% | 191.09 | U53 SNSR J-BOX ASY | GLI
76A9902 | 120 | 3% | 116.4 | ASSY-MH,EXTENSION | GLI
76G9912 | 149 | 3% | 144.53 | BOM-BALL FLOAT | GLI
77601 | 30.15 | 5% | 28.64 | SODIUM BICARBONATE 454G | Hach
79114 | 59.99 | 5% | 56.99 | TANNIC ACID 113G | Hach
79501 | 81.05 | 5% | 77 | ZINC 20 MESH ACS, 454G | Hach
7D0002 | 869 | 3% | 842.93 | SOFTWARE KIT/TOTALIZER | Hach
7E1202 | 269 | 3% | 260.93 | KTO: MEASURING CELL TDO SEN THK MEM | GLI
7E1222 | 25.15 | 3% | 24.4 | END CAP FOR 7E1136, BLACK | GLI
7E1231 | 111 | 3% | 107.67 | PRONG PROT. RING FOR 7E12 | GLI
7M1048 | 57.39 | 5% | 54.52 | VINEGAR 3.8L | GLI
7M1049 | 133 | 5% | 126.35 | VINEGAR 19L(5-GAL)CARBOY | GLI
7W0200 | 18.65 | 3% | 18.09 | JUMPER,TERM STRIP,.200"SP | GLI
7WM001 | 3.75 | 3% | 3.64 | MOUNTING CLIP,.5 RADIUS | American Sigma
80428 | 198 | 5% | 188.1 | KTO: AMINO ACID RGT PP 25ML PK/1000 | Hach
80499 | 22.85 | 5% | 21.71 | AMINO ACID RGT PP 25ML PK/100 | Hach
81042H | 17.65 | 5% | 16.77 | CHROMIUM STD SOLN 50MG/L 100ML | Hach
81842 | 17.15 | 5% | 16.29 | HYDROXY HYDROCH, 100G/L 100ML | Hach
8186 | 81 | 3% | 78.57 | BRACKET,WALL MOUNTING | American Sigma
820=000=006 | 22.05 | 3% | 21.39 | ELBOW TORX SCREW DRIVER T6 | Polymetron
8220G1300 | 677 | 3% | 656.69 | Calibration Cube | GLI
82522 | 43.99 | 5% | 41.79 | CALMAGITE, 5G | Hach
830 | 134 | 3% | 129.98 | CLOSURE,(24SET)W/TEFLON LINERS | American Sigma
8320T1A0C3NC | 1631 | 3% | 1582.07 | TURB SNSR,Lo-RANGE,CSA, | GLI
83514 | 123 | 5% | 116.85 | DIPHENYLCARBAZONE IND 113G | Hach
83699 | 43.65 | 5% | 41.47 | DIPHENYLCARBAZONE RGT PP PK/100 | Hach
841A1001 | 639 | 3% | 619.83 | ASSY.PCB.-PWR SUPPLY,VAR. | Hach
841A1001-102 | 741 | 3% | 718.77 | ASSY.PCB.PWR SPLY.VAR.VOL | Hach
844G2001 | 239 | 3% | 231.83 | ASSY-PCB,PWR SPLY,TWT,BAS | Hach
844G2001-102 | 276 | 3% | 267.72 | ASSY-PCB,PWR SPLY,TWT,230 | Hach
844X4X2001 | 258 | 3% | 250.26 | ASY-PCB,PWR SPLY,TWT,BAS- | Hach
845G1001-101 | 337 | 3% | 326.89 | ASSY-PCB,PWR SPLY,TWT,115 | Hach
845G1001-102 | 381 | 3% | 369.57 | ASSY-PCB,PWR SPLY,TWT,230 | Hach
8497000 | 48 | 3% | 46.56 | ASSY, POWER SUPPLY WITH FERRITE | Hach
8499000 | 3620 | 3% | 3511.4 | KTO SL1000 PPA INSTRUMENT, CHEMKEYS AND PROBES | Hach
8499300 | 205.8 | 5% | 195.51 | KTO CHEMKEY, 300 PIECE, FREE CHLORINE | Hach
8499400 | 205.8 | 5% | 195.51 | KTO CHEMKEY, 300 PIECE, TOTAL CHLORINE | Hach
85009Q | 6.25 | 5% | 5.94 | pH4 Bottle 1oz .. | Hach
85010Q | 6.25 | 5% | 5.94 | pH7 Bottle 1oz .. | Hach
85011Q | 6.25 | 5% | 5.94 | pH10 Bottle 1oz .. | Hach
85012Q | 9.29 | 3% | 9.01 | Rinse Bottle 1oz .. | Hach
85032Q | 65.75 | 3% | 63.78 | ASSY, CHEMISTRY/CASE HOLDER, H160 SERIES | IQ Products
8505100 | 1898 | 3% | 1841.06 | RUGGED DO FIELD KIT, HQ30D/LDO10105 | Hach
8505200 | 2123 | 3% | 2059.31 | RUGGED DO FIELD KIT, HQ40D/LDO10105 | Hach
8505250 | 2140 | 3% | 2075.8 | KTO: HQ440D, PHC745 RED-ROD PH KIT | Hach
8505300 | 3554 | 3% | 3447.38 | KTO: ADVANCED RUGGED FIELD KIT, w/5M PROBES | Hach
8505300RGT | 134.23 | 5% | 127.52 | RGT SET, ADVANCED RUGGED FIELD KIT, w/5M PROBES (8505300) | Hach
8505350 | 1954 | 3% | 1895.38 | KTO: HQ440D, PHC805 PH KIT | Hach
8505400 | 2837 | 3% | 2751.89 | KTO: RUGGED FIELD KIT, HQ40D w/5M PROBES | Hach
8505400RGT | 117.24 | 5% | 111.38 | RGT SET, RUGGED FIELD KIT, HQ40D w/5M PROBES (8505400) | Hach
8505450 | 2133 | 3% | 2069.01 | KTO: HQ440D, PHC735 RED-ROD PH KIT | Hach
8505500 | 255 | 3% | 247.35 | RUGGED FIELD CASE, MEDIUM | Hach
8505501 | 312 | 3% | 302.64 | RUGGED FIELD CASE, LARGE | Hach
8505510 | 252 | 3% | 244.44 | nn RUGGED FIELD CASE, MEDIUM | Hach
8505511 | 311 | 3% | 301.67 | nn RUGGED FIELD CASE, LARGE | Hach
8505600 | 213 | 3% | 206.61 | RUGGED FIELD CASE FOR 30M PROBES | Hach
8505700 | 2205 | 3% | 2138.85 | KTO: BOD LAB SYSTEM, HQ40D/LBOD10101 | Hach
8505800 | 1919 | 3% | 1861.43 | KTO: ADVANCE PH/COND, HQ40D w/1M PROBE | Hach
8505850 | 2082 | 3% | 2019.54 | KTO: HQ440D, PHC725 RED-ROD PH KIT | Hach
8506000 | 2633 | 3% | 2554.01 | KTO: COMP WATER QUAL, HQ40D w/1M PROBE | Hach
8506050 | 2082 | 3% | 2019.54 | KTO: HQ440D, PHC705 RED-ROD PH KIT | Hach
8506100 | 1102 | 3% | 1068.94 | KTO: CONDUCTIVITY KIT, HQ14D/CDC40101 | Hach
8506200 | 2633 | 3% | 2554.01 | KTO: ADVANCE PH/BOD, HQ40D w/1M PROBE | Hach
8506250 | 2035 | 3% | 1973.95 | KTO: HQ440D, PHC108 PUNCTURE PH KIT | Hach
8506300 | 1457 | 3% | 1413.29 | KTO: BASIC DO PACKAGE, HQ30D/LDO10101 | Hach
8506400 | 1652 | 3% | 1602.44 | KTO: LIS pH KIT HQ40D PHC28101 | Hach
8506450 | 2082 | 3% | 2019.54 | KTO: HQ440D, PHC705A RED-ROD ALKALINE PH KIT | Hach
8506500 | 1142 | 3% | 1107.74 | KTO: ORP STARTER KIT HQ11D, MTC10101 | Hach
8507000 | 2336 | 3% | 2265.92 | KTO: SODIUM ISE KIT HQ44D ISENA38101 | Hach
8507100 | 2062 | 3% | 2000.14 | KTO: ORP/LIS pH ADVANCED KIT, HQ40D | Hach
8507200 | 1897 | 3% | 1840.09 | KTO: ORP/pH BASIC KIT, HQ40D | Hach
8507300 | 2040 | 3% | 1978.8 | KTO: RUGGED ORP KIT, HQ40D, MTC10105 | Hach
8507310 | 444 | 3% | 430.68 | ORP FIELD KIT ASSEMBLY | Hach
8507400 | 2846 | 3% | 2760.62 | KTO: RUGGED ORP/LDO KIT, HQ40D | Hach
8507450 | 2182 | 3% | 2116.54 | KTO: HQ440D, PHC729 RED-ROD SURFACE PH KIT | Hach
8507500 | 2836 | 3% | 2750.92 | KTO: RUGGED ENV. COND/LDO KIT, HQ40D | Hach
8507520 | 1978 | 3% | 1918.66 | KTO: ULTRA PH/COND, HQ40D W/1M PROBE | Hach
8507520K | 1978 | 3% | 1918.66 | KTOALT: ULTRA PH/COND, HQ40D W/1M PROBE | Hach
8507530 | 969 | 3% | 939.93 | KTO: BASIC pH KIT, HQ11D, PHC201 | Hach
8507540 | 1856 | 3% | 1800.32 | KTO: BASIC pH/COND KIT HQ40 PHC2 CDC4 | Hach
8507550 | 1775 | 3% | 1721.75 | KTO: BAIC pH/ORP KIT HQ40 PHC2 MTC1 | Hach
8507560 | 1204 | 3% | 1167.88 | KTO: BASIC LAB pH KIT, HQ411D, PHC201 | Hach
8507570 | 2255 | 3% | 2187.35 | KTO: BASIC LAB pH/COND HQ440 PHC2 CDC4 | Hach
8507600 | 2412 | 3% | 2339.64 | KTO: AMMONIA ISE KIT, HQD, ISENH3181 | Hach
8507800 | 2335 | 3% | 2264.95 | KTO: AMMONIUM ISE KIT, HQD, ISENH4181 | Hach
8507900 | 2492 | 3% | 2417.24 | KTO: CHLORIDE ISE KIT, HQD, ISECL181 | Hach
8508000 | 2492 | 3% | 2417.24 | KTO: FLUORIDE ISE KIT, HQD, ISEF121 | Hach
8508100 | 2473 | 3% | 2398.81 | KTO: NITRATE ISE IT, HQD, ISENO3181 | Hach
8508200 | 2798 | 3% | 2714.06 | KTO: FLUORIDE/pH ULTRA KIT, HQ44D | Hach
8508300 | 2777 | 3% | 2693.69 | KTO: AMMONIA/pH ULTRA KIT, HQ440D | Hach
8508400 | 3187 | 3% | 3091.39 | KTO: AMMONIA/NITRATE ISE, HQ44D | Hach
8508500 | 2594 | 3% | 2516.18 | KTO: BOD LAB SYSTEM, HQ440D, LBOD101 | Hach
8508600 | 2042 | 3% | 1980.74 | KTO: pH ULTRA KIT, HQ440D | Hach
8508700 | 3103 | 3% | 3009.91 | KTO: WATER QUAL LAB, HQ440D | Hach
8508850 | 159 | 3% | 154.23 | UNIVERSAL PROBE STAND, W/ELEC HOLDER | Hach
8509500 | 1204 | 3% | 1167.88 | KTO: BASIC LAB pH KIT, HQ411D, PHC101 | Hach
8509600 | 1653 | 3% | 1603.41 | KTO: LAB CONDUCTIVITY KIT, HQ430D | Hach
8509700 | 2429 | 3% | 2356.13 | KTO: ORP/pH ULTRA KIT, HQ440D | Hach
8510100 | 3187 | 3% | 3091.39 | KTO: ADVANCE PH/BOD, HQ440D | Hach
8510200 | 2429 | 3% | 2356.13 | KTO: ADVANCE pH/COND, HQ440D | Hach
85199 | 16.85 | 5% | 16.01 | MANVER 2 PWD PLWS 50ML PK/100 | Hach
8520600 | 875 | 3% | 848.75 | PRESSURIZED SAMPLING RELAY MODULE | American Sigma
8521700 | 165 | 3% | 160.05 | KTO: CONN, RS485, FIELD WIREABLE, AS950 | American Sigma
8521800 | 355 | 3% | 344.35 | KTO: CABLE, HALF, RS485, 100FT, AS950 | American Sigma
85299 | 19.45 | 5% | 18.48 | CALVER 2 PWD PLWS 50ML PK/100 | Hach
85428 | 228 | 5% | 216.6 | FERROVER PWD PLWS 25ML PK/1000 | Hach
8544 | 55 | 3% | 53.35 | MANUAL,O & M, COMPOSITE CONTROLLER | American Sigma
8549000 | 9470 | 3% | 9185.9 | ASSY, SOURCE WATER MONITORING PANEL | Hach
85490BASIC01 | 4610 | 3% | 4471.7 | ASSY, SOURCE WATER MONITORING PANEL, BASIC, W/TROUGH | Hach
85490DIG01 | 9850 | 3% | 9554.5 | ASSY, SOURCE WATER MONITORING PANEL, DIGITAL | Hach
85499 | 28.39 | 5% | 26.97 | FERROVER PWD PLWS 25ML PK/100 | Hach
8560 | 293 | 3% | 284.21 | mc OPTION, MECHANICAL TOTALIZER,900 MAX | American Sigma
8562 | 610 | 3% | 591.7 | mc DISTRIBUTOR W/ARM-24 BOTTLE SAMPLING | American Sigma
8563 | 146 | 3% | 141.62 | mc DISTRIB. ARM ONLY-24 BOTTLE SAMPLING | American Sigma
8564 | 69 | 3% | 66.93 | PUMP TUBE INSERT,DIST,24 BOT 900 | American Sigma
8565 | 686 | 3% | 665.42 | mc DISTRIBUTOR W/ARM-8 BOTTLE SAMPLING | American Sigma
8566 | 143 | 3% | 138.71 | mc DISTRIB. ARM ONLY-8 BOTTLE SAMPLING | American Sigma
8568 | 696 | 3% | 675.12 | mc DISTRIB. W/ARM FOR 2/4 BTL SAMPLING | American Sigma
8569 | 146 | 3% | 141.62 | mc DISTRIB. ARM ONLY-2/4 BTL. SAMPLING | American Sigma
8570 | 54 | 3% | 52.38 | PUMP TUBE INSERT,DIST 2/4 | American Sigma
8574 | 23 | 3% | 22.31 | si TUBE/FITTING,FULL BOTTLE | American Sigma
8577 | 45 | 3% | 43.65 | PUMP TUBE INSERT,DIST. 24 | American Sigma
8579 | 54 | 3% | 52.38 | PUMP TUBE INSERT,DIST. 2/4/8 | American Sigma
8580 | 626 | 3% | 607.22 | mc DIST W/ARM, 24 BOTTLE COMPACT BASE | American Sigma
8581 | 146 | 3% | 141.62 | mc DIST ARM ONLY, 24 BOTTLE COMPACT | American Sigma
8582 | 626 | 3% | 607.22 | mc DIST W/ARM, 24 BTL STD, 12 BTL BASE | American Sigma
8583 | 146 | 3% | 141.62 | mc DIST ARM ONLY, 24-STD, 12 BTL BASES | American Sigma
8584 | 626 | 3% | 607.22 | mc DIST W/ARM, 2/4/8 BTL STD, 8 COMPACT | American Sigma
8585 | 146 | 3% | 141.62 | mc DIST ARM ONLY, 2/4/8 BOTTLE STD BASE | American Sigma
8606300 | 4020 | 3% | 3899.4 | KTO: Titration Bundle, Free Chlorine | Hach
8606400 | 4040 | 3% | 3918.8 | KTO: Titration Bundle, Total Chlorine (Forward) | Hach
8606500 | 4070 | 3% | 3947.9 | KTO: Titration Bundle, Total Chlorine (Backward) | Hach
8606600 | 4030 | 3% | 3909.1 | KTO: Titration Bundle, Chlorine Dioxide | Hach
8606700 | 3130 | 3% | 3036.1 | KTO: Titration Bundle, Alkalinity, P&T (H2S04) | Hach
8606800 | 3130 | 3% | 3036.1 | KTO: Titration Bundle, Alkalinity, P&T (HCI) | Hach
8606900 | 4200 | 3% | 4074 | KTO: Titration Bundle, Total Hardness, Ca & Mg (ISE) | Hach
8607000 | 5520 | 3% | 5354.4 | KTO: Titration Bundle, Total Hardness (Color) | Hach
8610500 | 72.2 | 5% | 68.59 | dd RECYCLING PROGRAM, CHEMKEY, QTY 950 | Hach
8710000 | 432 | 3% | 419.04 | mc SOLAR POWER REGULATOR ASSEMBLY | American Sigma
8711700 | 736 | 3% | 713.92 | SOLAR MODULE, 10 WATT PHOTOVOLTAIC | American Sigma
8711800 | 1091 | 3% | 1058.27 | SOLAR MODULE, 20 WATT PHOTOVOLTAIC | American Sigma
8711900 | 1607 | 3% | 1558.79 | SOLAR MODULE, 30 WATT PHOTOVOLTAIC | American Sigma
8712000 | 1804 | 3% | 1749.88 | SOLAR MODULE, 40 WATT PHOTOVOLTAIC | American Sigma
8712100 | 1931 | 3% | 1873.07 | SOLAR MODULE, 50 WATT PHOTOVOLTAIC | American Sigma
8712300 | 2379 | 3% | 2307.63 | SOLAR MODULE, 90 WATT PHOTOVOLTAIC | American Sigma
8712400 | 251 | 3% | 243.47 | BATTERY, GEL, 12 VOLT, 12 AMP HOUR | American Sigma
8712500 | 270 | 3% | 261.9 | BATTERY, GEL, 12 VOLT, 26 AMP HOUR | American Sigma
8712600 | 280 | 3% | 271.6 | BATTERY, GEL, 12 VOLT, 40 AMP HOUR | American Sigma
8712700 | 372 | 3% | 360.84 | BATTERY, GEL, 12 VOLT, 74 AMP HOUR | American Sigma
8712800 | 461 | 3% | 447.17 | BATTERY, GEL, 12 VOLT, 98 AMP HOUR | American Sigma
8712900 | 515 | 3% | 499.55 | BATTERY, GEL, 12 VOLT, 210 AMP HOUR | American Sigma
8713000 | 392 | 3% | 380.24 | ENCLOSURE, ALUM, 1 GROUP 27 BATTERY | American Sigma
8713100 | 534 | 3% | 517.98 | ENCLOSURE, ALUM, 2 GROUP 27 BATTERY | American Sigma
8713200 | 1158 | 3% | 1123.26 | mc SOLAR MODULE, 10 WATT W/REGULATOR | American Sigma
8713300 | 1537 | 3% | 1490.89 | mc SOLAR MODULE, 20 WATT W/REGULATOR | American Sigma
8713400 | 1991 | 3% | 1931.27 | mc SOLAR MODULE, 30 WATT W/REGULATOR | American Sigma
8713500 | 2177 | 3% | 2111.69 | mc SOLAR MODULE, 40 WATT, W/REGULATOR | American Sigma
8713600 | 2300 | 3% | 2231 | mc SOLAR MODULE, 50 WATT, W/REGULATOR | American Sigma
87299 | 70.55 | 5% | 67.02 | PHENOL REAGENT PWD PLWS PK/100 | Hach
87307-01 | 38 | 3% | 36.86 | ASSY, REAGENT BOTTLE CAP, BLUE | Hach
87307-02 | 38 | 3% | 36.86 | ASSY, REAGENT BOTTLE CAP, GREEN | Hach
87307-03 | 38 | 3% | 36.86 | ASSY, REAGENT BOTTLE CAP, RED | Hach
87307-04 | 38 | 3% | 36.86 | ASSY, REAGENT BOTTLE CAP, PURPLE | Hach
87307-05 | 38 | 3% | 36.86 | ASSY, REAGENT BOTTLE CAP, YELLOW | Hach
87307-06 | 38 | 3% | 36.86 | ASSY, REAGENT BOTTLE CAP, BLACK | Hach
8739100 | 98 | 3% | 95.06 | nn CABLE ASSY, DIST. AWRS/REFRIG, SD900 | American Sigma
8739400 | 120 | 3% | 116.4 | CABLE ASSY, POWER ADAPTOR 2 TO 3 PIN | American Sigma
8741600 | 6.19 | 3% | 6 | BRACKET, FRONT AWRS SD900 RETAINER | American Sigma
8753500EU | 261 | 3% | 253.17 | mc CHARGER ASSY, L-ACID 3 PIN, 230V EU | American Sigma
8753500UK | 261 | 3% | 253.17 | mc CHARGER ASSY, L-ACID 3 PIN, 240V UK | American Sigma
8753500US | 261 | 3% | 253.17 | mc CHARGER ASSY. L-ACID 3 PIN, 115V US | American Sigma
8753800 | 31 | 3% | 30.07 | TUBING, PUMP, SD 900, PORT/REFRIG | American Sigma
8753900 | 31 | 3% | 30.07 | TUBING, PUMP, SD 900, AWRS | American Sigma
8754000 | 6.05 | 3% | 5.87 | SEAL, BOTTOM, RIBBON CABLE, SD900 | American Sigma
8754400 | 213 | 3% | 206.61 | mc BATTERY, 12V LEAD ACID, W/3 PIN CONN | American Sigma
8754500EU | 432 | 3% | 419.04 | mc POWER SUPPLY, W/3 PIN CONN, 230V-EU | American Sigma
8754500UK | 432 | 3% | 419.04 | mc POWER SUPPLY. W/3 PIN CONN, 230V-UK | American Sigma
8754500US | 394 | 3% | 382.18 | mc POWER SUPPLY, W/3 PIN CONN, 115V-US | American Sigma
8755500 | 30 | 3% | 29.1 | DESICCANT, REFILL, 1.5LB KIT, YELLOW | American Sigma
8755600 | 18 | 3% | 17.46 | mc KIT, DESICCANT ASSY, SD900, W/GREASE | American Sigma
8756300 | 55 | 3% | 53.35 | MANUAL, O&M, SD900 AWRS | American Sigma
8756800 | 112 | 3% | 108.64 | CABLE ASSY, MLTIPUR HALF 7 PIN 25 FT | American Sigma
8756900 | 89 | 3% | 86.33 | CABLE ASSY, MLTIPUR HALF 7 PIN 10 FT | American Sigma
8757000 | 182 | 3% | 176.54 | CABLE ASSY, MLTIPUR FULL 7 PIN 25 FT | American Sigma
8757100 | 159 | 3% | 154.23 | CABLE ASSY, MLTIPUR FULL 7 PIN 10 FT | American Sigma
8757200 | 134 | 3% | 129.98 | CABLE ASSY, HALF 7 PIN 25 FT, 980 | American Sigma
8757300 | 131 | 3% | 127.07 | CABLE ASSY, CASCADE 7 PIN | American Sigma
8757400 | 596 | 3% | 578.12 | mc ASSY, A/C POWER BACKUP, 3P, 16" CBL | American Sigma
8757500 | 115 | 3% | 111.55 | mc KIT,SAMPLEVIEW CD-ROM,& CABLE TO PC | American Sigma
8758000 | 131 | 3% | 127.07 | mc CABLE ASSY, AUX. ADAPTOR W/CAP | American Sigma
8758100 | 131 | 3% | 127.07 | CABLE ASSY, HALF 7 PIN 10 FT, 980 | American Sigma
8758200 | 113 | 3% | 109.61 | CABLE ASSY, DB9 TO 7 PIN, 3 METERS | American Sigma
8762100 | 197 | 3% | 191.09 | CABLE, SAMP TO DP CYCLE BATT, 3P | American Sigma
8793 | 1731 | 3% | 1679.07 | mc INTEGRAL PH TEMP/ORP,900 MAX | American Sigma
8794 | 2560 | 3% | 2483.2 | mc INTEGRAL FLOW METER,900 MAX | American Sigma
8795 | 346 | 3% | 335.62 | mc THREE ANALOG INPUT DATA LOG CHANNELS | American Sigma
8797 | 521 | 3% | 505.37 | mc 4-20 MA OUTPUT W/2924 (25 FT.) CABLE | American Sigma
8798 | 177 | 3% | 171.69 | 4-20 MA OUTPUT (SECOND) | American Sigma
8798200 | 119 | 3% | 115.43 | mc KIT, WALL MOUNT, SD900 | American Sigma
8799 | 177 | 3% | 171.69 | mc REMOTE PUMP RECEPTACLE ASSEMBLY | American Sigma
8800 | 98 | 3% | 95.06 | mc RAIN GAUGE INPUT,900 MAX | American Sigma
8806200 | 154 | 3% | 149.38 | KIT, MOUNTING HARDWARE, sc200, COMPLETE | Hach
8809200 | 140 | 3% | 135.8 | COVER ASSY, UV, sc200 | Hach
8814000K | 140 | 3% | 135.8 | KTO: NITROGEN ZERO 99.998% 103L | Hach
8814100K | 172 | 3% | 166.84 | KTO: CT 1000 PPM CARBON DIOXIDE 103L | Hach
8814200K | 172 | 3% | 166.84 | KTO: CT 10000 PPM CARBON DIOXIDE CL 103L | Hach
8814300 | 418 | 3% | 405.46 | ADJUSTABLE REGULATOR & FLOWMETER COMBO FOR 103L GASES | Hach
8819500 | 193 | 3% | 187.21 | HEATLESS DRYER CYCLE TIMER, 110V | Hach
8822 | 212 | 3% | 205.64 | DISTRIBUTOR ARM,24 BOTTLE,AWRS | American Sigma
8838 | 98 | 3% | 95.06 | mc COMPOSITE TUBE SUPPORT WITH TUBE | American Sigma
8839 | 197 | 3% | 191.09 | PUMP TUBE INSERT,COMP. AWRS | American Sigma
8841 | 602 | 3% | 583.94 | mc DISTRIBUTOR W/ARM, 24 BOTTLE, AWRS | American Sigma
8842 | 698 | 3% | 677.06 | mc DISTRIBUTOR W/ARM, 8 BOTTLE, AWRS | American Sigma
8843 | 698 | 3% | 677.06 | mc DISTRIBUTOR W/ARM, 2/4 BOTTLE, AWRS | American Sigma
8844 | 146 | 3% | 141.62 | mc DIST ARM ONLY, W/TUBE, 24 BTL, AWRS | American Sigma
88449 | 25.89 | 5% | 24.6 | HYDROCHLORIC ACID, 6.0N 500ML | Hach
8845 | 146 | 3% | 141.62 | mc DIST ARM ONLY,W/TUBE,8 BTL, AWRS | American Sigma
8846 | 146 | 3% | 141.62 | mc DIST ARM ONLY, W/TUBE, 2/4 BTL, AWRS | American Sigma
8847 | 196 | 3% | 190.12 | mc FULL CONTAINER SHUT-OFF | American Sigma
8849 | 8.49 | 3% | 8.24 | DESICCANT BAG, SIGMA PRODUCTS | American Sigma
8850 | 48 | 3% | 46.56 | mc PUMP TUBE INSERT,24 BOTT.,AWRS | American Sigma
8851 | 1934 | 3% | 1875.98 | mc ULTRASONIC FLOW METER OPTION, INDOOR REFRIGERATOR | American Sigma
8852 | 48 | 3% | 46.56 | PUMP TUBE INSERT,2/4 BOTT,AWRS | American Sigma
8888 | 38 | 3% | 36.86 | PUMP TUBE INSERT,33.0 IN.,AWRS | American Sigma
8888001 | 11.99 | 3% | 11.63 | HACH COLITAG, 16-HR PA, COMPARITOR | Hach
8888003 | 96.85 | 3% | 93.94 | HACH COLITAG, 16-HR PA, 20 PACK | Hach
8888004 | 426 | 3% | 413.22 | HACH COLITAG, 16-HR PA, 100 PACK | Hach
8888005 | 847 | 3% | 821.59 | KTO: HACH COLITAG, 16-HR PA, 200 PACK | Hach
8888006 | 62.45 | 3% | 60.58 | COLITAG STERILE SAMPLE BOTTLE 100/PK | Hach
8890 | 186 | 3% | 180.42 | TOP COVER,900 SERIES PORT. SAMPLER | American Sigma
8891 | 521 | 3% | 505.37 | CENTER SECTION ASSY,900 PORT | American Sigma
89149 | 23.49 | 5% | 22.32 | SULFATE STD SOLN, 100MG/L 500ML | Hach
8922SD | 314 | 3% | 304.58 | mc CENTER SECTION ASSY, SD900 | American Sigma
8944 | 557 | 3% | 540.29 | MECHANICAL TOTALIZER OPTION,AWRS | American Sigma
89568 | 18.85 | 5% | 17.91 | BUFFER, PH4.50 PP 50ML PK/25 | Hach
8957 | 34 | 3% | 32.98 | PUMP TUBE INSERT,900 REF. SAMPLERS | American Sigma
8959 | 2116 | 3% | 2052.52 | REFRIGERATOR, VINYL COATED STEEL | American Sigma
8959SD | 2758 | 3% | 2675.26 | REFRIGERATOR, DRILLED, 115V,VINYL,SD | American Sigma
8960SD | 3979 | 3% | 3859.63 | REFRIGERATOR, DRILLED, 230V,VINYL,SD | American Sigma
8964 | 34 | 3% | 32.98 | PUMP TUBE INSERT,900 PORTABLE | American Sigma
8975 | 284 | 3% | 275.48 | BASE,COMPACT ASSY,900 PORTABLE | American Sigma
8976 | 377 | 3% | 365.69 | BASE,STANDARD ASSY,900 PORT. | American Sigma
8985 | 281 | 3% | 272.57 | fro D.O./CONDUCTIVITY OPTION | American Sigma
8986 | 96 | 3% | 93.12 | mc COMPOSITE TUBE SUPPORT | American Sigma
89868 | 19.15 | 5% | 18.19 | BUFFER, PH8.30 PP 50ML PK/25 | Hach
8988 | 545 | 3% | 528.65 | mc AC POWER BACK-UP,900 REF. SAMPLER | American Sigma
8990 | 95 | 3% | 92.15 | MANUAL,O & M,900 MAX REF. SAMPLER | American Sigma
8992 | 95 | 3% | 92.15 | MANUAL,O & M,900 MAX PORTABLE | American Sigma
8996 | 189 | 3% | 183.33 | mc RETAINER/FULL CONTAINER SHUT-OFF | American Sigma
8H1336 | 1.49 | 3% | 1.45 | WASHER, SPLIT, 1/4", 316SS | GLI
9000200 | 16041 | 3% | 15559.77 | aa KTO: 9240 SODIUM ANALYZER PANEL MOUNT, 3-CHANNEL | Polymetron
9000300 | 17705 | 3% | 17173.85 | aa KTO: 9240 SODIUM ANALYZER PANEL MOUNT,4-CHANNEL | Polymetron
9000400 | 12936 | 3% | 12547.92 | KTO: 9240 ENCLOSURE 1-CHANNEL | Polymetron
9000500 | 14600 | 3% | 14162 | aa KTO: 9240 ENCLOSURE 2-CHANNEL | Polymetron
9000600 | 16264 | 3% | 15776.08 | aa KTO: 9240 ENCLOSURE 3-CHANNEL | Polymetron
9000700 | 17927 | 3% | 17389.19 | aa KTO: 9240 ENCLOSURE 4-CHANNEL | Polymetron
9000800 | 13823 | 3% | 13408.31 | KTO: 9240 1-CHANNEL WITH K-KIT | Polymetron
9000900 | 15487 | 3% | 15022.39 | aa KTO: 9240 2-CHANNEL WITH K-KIT | Polymetron
9001000 | 17150 | 3% | 16635.5 | aa KTO: 9240 3-CHANNEL WITH K-KIT | Polymetron
9001095-020T | 355 | 3% | 344.35 | 6-METER DETACHABLE CABLE | GLI
9001095-100T | 301 | 3% | 291.97 | 100 FT. DETACHABLE CABLE | GLI
9001200 | 13980 | 3% | 13560.6 | KTO: 9240 ENCLOSURE 1 CHANNEL W/K-KIT | Polymetron
9001300 | 15644 | 3% | 15174.68 | aa KTO: 9240 ENCLOSURE 2 CHANNEL W/K-KIT | Polymetron
9001400 | 17308 | 3% | 16788.76 | aa KTO: 9240 ENCLOSURE 3 CHANNEL W/K-KIT | Polymetron
9001500 | 18972 | 3% | 18402.84 | aa KTO: 9240 ENCLOSURE 4 CHANNEL W/ K-KIT | Polymetron
9001600 | 12713 | 3% | 12331.61 | KTO: 9240 SODIUM 1 CHANNEL | Polymetron
9001700 | 14377 | 3% | 13945.69 | aa KTO: 9240 SODIUM 2 CHANNEL | Polymetron
9001900 | 18814 | 3% | 18249.58 | aa KTO: 9240 4-CHANNEL WITH K-KIT | Polymetron
9008700 | 18310 | 3% | 17760.7 | KTO: AMTAXsc 115V .02-5 w/FILTERPROBE 5M | Hach
9008700-US | 18310 | 3% | 17760.7 | KTO: ARRA AMTAXsc 115V .02-5 w/FILTERPROBE 5M | Hach
9008800 | 19098 | 3% | 18525.06 | KTO: AMTAXsc 115V .02-5 W/FILTERPROBE 10M | Hach
9008900 | 18310 | 3% | 17760.7 | KTO: AMTAXsc 230V .02-5 W/FILTERPROBE 5M | Hach
9009000 | 19098 | 3% | 18525.06 | KTO: AMTAXsc 230V .02-5 W/FILTERPROBE 10M | Hach
9009100 | 14221 | 3% | 13794.37 | KTO: AMTAX SC , 115-230V .02-5 1 CHANNEL CONT | Hach
9009200 | 14851 | 3% | 14405.47 | KTO: AMTAX SC 115-230V, .02-5 2 CHANNEL CONT | Hach
9012200 | 110 | 3% | 106.7 | CAPACITY CONTROL VALVE, 6 MONTH | Hach
9012300 | 32.09 | 3% | 31.13 | INLET FILTER, 6 MONTH | Hach
9012400 | 294 | 3% | 285.18 | FILTER KIT | Hach
9012500 | 1161 | 3% | 1126.17 | 1/3 HP AIR COMPRESSOR, 110V | Hach
9013200 | 498 | 3% | 483.06 | NETWORK MODULE, MODBUS, sc200, HACH | Hach
9020000 | 1850 | 3% | 1794.5 | ASSY, PROBE, LDO MODEL 2, HACH | Hach
9020000-AQ | 675 | 3% | 654.75 | ASSY, LDO MODEL 2 AQ, HACH | Hach
9020000-AQS | 675 | 3% | 654.75 | ASSY, LDO MODEL 2 AQ, SEAWATER, HACH | Hach
9020000-UPGRADE | 1883 | 3% | 1826.51 | KTO: LDO MODEL 2, 10M HACH & 9253400 ADAPTER | Hach
9021100 | 200 | 3% | 194 | KIT, SENSOR CAP REPLACEMENT, LDO MODEL 2, HACH | Hach
9021150 | 133 | 3% | 129.01 | KIT: SENSOR CAP REPLACEMENT, LDO MODEL 2, LANGE | Hach
903 | 107 | 3% | 103.79 | STRAINER, TEFLON/SS-11 IN. | American Sigma
905-114 | 102 | 3% | 98.94 | CLIPS 100PCS/SAC90 | Hach
9059 | 30 | 3% | 29.1 | TUBING,TEFLON,3/8 X 1/2 RIGID | American Sigma
90700 | 4.5 | 3% | 4.37 | SPOON, MEASURING 0.5G | Hach
90-9004 | 13502 | 5% | 12826.9 | ECLOX RAPID RESPONSE TEST KIT | Hach
9090500 | 233 | 3% | 226.01 | CKT BD ASSY, I/O MODULE IO9001, CAL | American Sigma
9090600 | 631 | 3% | 612.07 | CKT BD ASSY, I/O MODULE IO9004, CAL | American Sigma
9094900 | 113 | 3% | 109.61 | BATTERY, LI POLY 7.4V 4.7A W/PBCA | Hach
90A3030 | 69.95 | 3% | 67.85 | ASSY,KIT,ENCL.MTG | Hach
90C4L1090 | 41.19 | 3% | 39.95 | MTG.HDWR.KIT | GLI
9100 | 28 | 3% | 27.16 | TUBING,1 3/8 X .065 WALL 304 | American Sigma
9110800 | 47.75 | 3% | 46.32 | si BASE, PIVOT, POLE MOUNT | GLI
9110900 | 70.55 | 3% | 68.43 | si CLAMP, PIVOT, POLE MOUNT | GLI
913EU | 273 | 3% | 264.81 | mc CHARGER ASSY, UNIVERSAL, GEL-ELEC. | American Sigma
913UK | 273 | 3% | 264.81 | mc CHARGER ASSY, UNIVERSAL, GEL-ELEC. | American Sigma
913US | 267 | 3% | 258.99 | mc CHARGER ASSY, UNIVERSAL, GEL-ELEC. | American Sigma
9159900 | 344 | 3% | 333.68 | KIT, CONDITIONING, FLOW SAMPLE, PRESSURE | Hach
9160600 | 72.89 | 5% | 69.25 | ELECTROLYTE, CLF10sc (FREE) | Hach
9173900 | 514 | 3% | 498.58 | KIT, NETWORK MODULE, PROFIBUS, sc200 | Hach
9177800 | 46.35 | 3% | 44.96 | KIT, MTG HARDWARE SCREWS ONLY, SC200 | Hach
9179700 | 38.19 | 3% | 37.04 | si POWER CORD, MODIFIED, NORTH AMERICAN | Hach
9180705 | 2405 | 3% | 2332.85 | PANEL ASSY, AMPEROMETRIC CHLORINE, METRIC, EU | Hach
9181400 | 72.89 | 5% | 69.25 | ELECTROLYTE, CLT10sc (TOTAL) | Hach
9181605 | 244 | 3% | 236.68 | si pH COMBINATION SENSOR HACH/LANGE | Hach
919002 | 10.05 | 3% | 9.75 | PIPET, SEROLOGICAL 1.00X0.01ML | Hach
920 | 58 | 3% | 56.26 | TUBING,VINYL,25 FT. INTAKE 3/8 IN | American Sigma
9200G | 1872 | 3% | 1815.84 | Portable D.O. Meter | GLI
9202900 | 55.15 | 3% | 53.5 | KIT, POWER CORD, sc200 NORTH AMERICA ACCESSORIES | Hach
9203000 | 55.15 | 3% | 53.5 | KIT, POWER CORD, sc200 EUROPEAN ACCESSORIES | Hach
921 | 80 | 3% | 77.6 | TUBING,TEFLON LINED PE,10 FT. 3/8 IN | American Sigma
92101 | 23.09 | 5% | 21.94 | rr MERCURIC NITRATE 2.256N, CRTG | Hach
9217900 | 47.05 | 3% | 45.64 | GENERATOR, COMPRESSOR AIR/INLET FILTER | Hach
9218000 | 17.15 | 3% | 16.64 | GENERATOR, FILTER PURGE SILENCER | Hach
9218100 | 52.05 | 3% | 50.49 | MEMORY CARD, SECURE DIGITAL HIGH CAPACITY 4GB | Hach
9218200 | 39.19 | 3% | 38.01 | READER, SD CARD HIGH CAPACITY | Hach
922 | 165 | 3% | 160.05 | TUBING,TEFLON LINED PE,25 FT. 3/8 IN | American Sigma
923 | 115 | 3% | 111.55 | TUBING,VINYL,100 FT. INTAKE 3/8 IN | American Sigma
924 | 316 | 3% | 306.52 | TUBING,VINYL,500 FT. INTAKE 3/8 IN | American Sigma
9248800 | 56 | 3% | 54.32 | POWER SUPPLY EXT, 100-240VAC IN 7.5V OUT | Hach
925 | 604 | 3% | 585.88 | TUBING,TEFLON LINED PE,100 FT 3/8 | American Sigma
9253000 | 465 | 3% | 451.05 | KTO: POLE MOUNT, 1" NPT SENSOR | Hach
9253100 | 639 | 3% | 619.83 | KTO: FLOAT MOUNT, 1" NPT SENSOR | Hach
9253200 | 33.69 | 3% | 32.68 | si ADAPTER, 1 1/2" FNPT TO 1" FNPT | GLI
9253300 | 108 | 3% | 104.76 | KTO: POLE, 1" NPT SENSOR | Hach
9253500 | 444 | 3% | 430.68 | KIT: AIR BLAST, LDO MODEL 2 | Hach
9253800 | 96.35 | 3% | 93.46 | ASSY, HEAD, LDO MODEL 2 | Hach
9253900 | 163 | 3% | 158.11 | ASSY, SENSOR GUARD, LDO MODEL 2 | Hach
9257000 | 364 | 3% | 353.08 | ASSEMBLY, UNION MOUNT, 1" NPT LDO | Hach
9258000 | 3245 | 3% | 3147.65 | CL17D CHLORINE ANAYZER W/KITS 230V | Hach
926 | 91 | 3% | 88.27 | STRAINER,TEFLON/STAINLESS STEEL | American Sigma
9261000 | 50.79 | 3% | 49.27 | INDOOR LIGHT, COLOR DISC 2PC, IRON-FERROVER HI-RANGE | Hach
9261100 | 80.45 | 3% | 78.04 | COLOR DISC 2PC, PHENOL RED | Hach
9261200 | 77.25 | 3% | 74.93 | COLOR DISC 2PC, BROMTHYMOL BLUE | Hach
9261300 | 50.35 | 3% | 48.84 | COLOR DISC 2PC, AMMONIA NITRO-SALICYLATE | Hach
9261400 | 50.79 | 3% | 49.27 | COLOR DISC 2PC, NITRATE NITRO-NITRAVER V | Hach
9261500 | 40.19 | 3% | 38.98 | COLOR DISC 2PC, CHLORINE-DPD NALCO | Hach
9261600 | 50.79 | 3% | 49.27 | COLOR DISC 2PC, CHLORINE-DPD HIGH RANGE | Hach
9261900 | 50.79 | 3% | 49.27 | COLOR DISC 2PC, OZONE-DPD | Hach
9262000 | 50.79 | 3% | 49.27 | COLOR DISC 2PC, SILICA HIGH RANGE | Hach
9262100 | 50.79 | 3% | 49.27 | COLOR DISC 2PC, PHOSPHATE-PHOSVER III | Hach
9262200 | 49.75 | 3% | 48.26 | COLOR DISC 2PC, MLYBDTE MLYBDNM | Hach
9262300 | 50.79 | 3% | 49.27 | COLOR DISC 2PC, NITRITE NITROGEN LW-RG | Hach
9262600 | 50.79 | 3% | 49.27 | COLOR DISC 2PC, AMMONIA NITRO-NESSLER | Hach
9262800 | 25.39 | 3% | 24.63 | COLOR DISC 2PC, SULFIDE-METHYLNE BLUE | Hach
9262900 | 50.79 | 3% | 49.27 | COLOR DISC 2PC, NITRITE HIGH RANGE | Hach
9263100 | 49.75 | 5% | 47.26 | COLOR DISC 2PC, PHENOL HIGH RANGE | Hach
9263200 | 50.79 | 3% | 49.27 | COLOR DISC 2PC, TANNIN-LIGNIN | Hach
9263300 | 50.79 | 3% | 49.27 | COLOR DISC 2PC, COPPER-CUVER I | Hach
9263600 | 25.39 | 3% | 24.63 | COLOR DISC 2PC, IRON-FERROVER LR IL | Hach
9263700 | 25.39 | 3% | 24.63 | COLOR DISC 2PC, IRN-FERROVER HI-RNG OL | Hach
9263800 | 25.39 | 3% | 24.63 | COLOR DISC 2PC, IRN-FERROVER MR OL | Hach
9263900 | 25.39 | 3% | 24.63 | COLOR DISC 2PC, IRON-FERROVR LR OL | Hach
9264300 | 25.39 | 3% | 24.63 | COLOR DISC 2PC, TPTZ IRON HR | Hach
9264400 | 49.75 | 3% | 48.26 | COLOR DISC 2PC, IRON FERROZINE LR IL | Hach
9264500 | 50.79 | 3% | 49.27 | COLOR DISC 2PC, TOLYLTRIAZOLE | Hach
9264600 | 49.75 | 3% | 48.26 | COLOR DISC 2PC, NITRATE NITRO-NITRAV VI IL | Hach
9264700 | 25.39 | 3% | 24.63 | COLOR DISC 2PC, SLFIDE-METH BLUE LR | Hach
9265300 | 25.39 | 3% | 24.63 | COLOR DISC 2PC, CHROMATE-CHROMIUM | Hach
9265400 | 25.39 | 3% | 24.63 | COLOR DISC 2PC, TPTZ IRON LR | Hach
9265500 | 49.75 | 3% | 48.26 | COLOR DISC 2PC, ACCUVAC OZONE HIGH RNG | Hach
9265700 | 46.45 | 3% | 45.06 | COLOR DISC 2PC, DETERGENTS | Hach
9265900 | 50.79 | 3% | 49.27 | COLOR DISC 2PC, OXYGEN SCAVENGER | Hach
9266100 | 49.75 | 3% | 48.26 | COLOR DISC 2PC, ACCUVAC DISSLVD OXY HR | Hach
9266200 | 52.89 | 3% | 51.3 | COLOR DISC 2PC, MANGANESE-PAN 0-0.7 MG/L | Hach
9266300 | 49.75 | 3% | 48.26 | COLOR DISC 2PC, IRON FERROZINE HR IL | Hach
9266600 | 46.45 | 3% | 45.06 | COLOR DISC 2PC, PHOSPHATE-STANNAVER | Hach
9266800 | 49.75 | 3% | 48.26 | COLOR DISC 2PC, SILICA LOW RANGE | Hach
9266900 | 49.75 | 3% | 48.26 | COLOR DISC 2PC, BENZOTRIAZOLE | Hach
9267000 | 49.75 | 3% | 48.26 | COLOR DISC 2PC, GLUTARALDEHYDE | Hach
9267100 | 50.79 | 3% | 49.27 | COLOR DISC 2PC, CYANIDE-CYANIVER | Hach
9267300 | 49.75 | 3% | 48.26 | COLOR DISC 2PC, HYDRAVER | Hach
9267400 | 25.39 | 3% | 24.63 | COLOR DISC 2PC, CHROMATE-CHROMIUM OL | Hach
9267700 | 46.45 | 3% | 45.06 | COLOR DISC 2PC, CHLORINE DIOXIDE-DPD | Hach
9267900 | 49.75 | 3% | 48.26 | COLOR DISC 2PC, NITRATE NITRO-NITRAV VI OL | Hach
9270000 | 25.39 | 3% | 24.63 | COLOR DISC, FERROVER IRON 0-10 OL | Hach
92728 | 156 | 5% | 148.2 | KTO: FERROVER PWD PLWS 5ML PK/1000 | Hach
92746 | 10.65 | 5% | 10.12 | FERROVER PWD PLWS 5ML PK/50 | Hach
9278300 | 14.89 | 3% | 14.44 | KIT, sc100/sc200 BARRIERS, HOAB | Hach
92799 | 18.95 | 5% | 18 | FERROVER PWD PLWS 5ML PK/100 | Hach
92899 | 20.29 | 5% | 19.28 | MANVER 2 PWD PILLOWS PK/100 | Hach
929 | 337 | 3% | 326.89 | mc BOTTLE SET,(96) 1 L POLY. W/O CAPS | American Sigma
930 | 635 | 3% | 615.95 | mc BOTTLE SET,(96) 350 ML GLS. W/O CAPS | American Sigma
931 | 88 | 3% | 85.36 | mc CAPS (96) FOR 1 LITER POLY. BOTTLES | American Sigma
93153 | 32.05 | 5% | 30.45 | SULFURIC ACID STD 10N, 1000ML | Hach
9315400 | 2.05 | 3% | 1.99 | PROTECTIVE CAP, MINILAB 13X SERIES | Hach
9316900 | 76.05 | 3% | 73.77 | REPLACEMENT REF ELECTRODE, MINILAB H13X SERIES | Hach
932 | 201 | 3% | 194.97 | mc CAPS,(96) FOR 350 ML GLASS BOTTLES | American Sigma
9321000 | 299 | 3% | 290.03 | KIT, SMART PROBE ADAPTOR,5500sc/961x | Hach
9328100 | 514 | 3% | 498.58 | KIT, NETWORK MODULE, HART, sc200, HACH | Hach
9334600X | 320 | 3% | 310.4 | NETWORK MODULE, POWERED 4-20mA OUTPUT, sc200, HACH | Hach
9345200 | 14.8 | 3% | 14.36 | si DUST CAP, GLOVE ASSY, HQd PORTABLE | Hach
93600 | 4.09 | 5% | 3.89 | CLIPPERS, FOR SMALL PWD PLWS | Hach
9360000 | 5843 | 3% | 5667.71 | aa nn TRO ANALYZER, 1735, 12V, IS ATEX CERTIFIED, INST W/PKG | Hach
9374200 | 37.99 | 3% | 36.85 | CABLE ASSY., POWER ADAPTOR, AUTOMOTIVE 12 VOLT | Hach
9377700 | 85 | 3% | 82.45 | ASSY, TRAY, SL1000 | Hach
9385100 | 1298 | 3% | 1259.06 | rr DR 900 COLORIMETER, HACH | Hach
9385160 | 880 | 3% | 853.6 | rr DR 900 COLORIMETER, HACH INST ONLY | Hach
9386400 | 21.4 | 3% | 20.76 | COVER, BATTERY, DR 900 | Hach
939 | 359 | 3% | 348.23 | INTERFACE,SPLITTER ASSY | American Sigma
9397800 | 55.25 | 5% | 52.49 | 1735 TRO Analyzer Reagent Set | Hach
9398600 | 368 | 3% | 356.96 | DISPLAY MODULE, 1735 TRO | Hach
940 | 124 | 3% | 120.28 | si CABLE,MULTI-PURP.,10 FT W/CONNECTORS | American Sigma
9400500 | 18.25 | 5% | 17.34 | DPD COMPOUND, BW 1735 TRO 10.88 (+/-0.5) g | Hach
9401200 | 3.25 | 5% | 3.09 | TRO SULFURIC ACID STD 5.25N, 15ML | Hach
9401300 | 17.35 | 3% | 16.83 | TRO ANALYZER CLEANING SET | Hach
9406700 | 974 | 3% | 944.78 | CKT BD ASSY, ENCAPSULATED, MAIN PCB, 1735 TRO | Hach
941 | 68 | 3% | 65.96 | si CABLE,MULTI-PURPOSE,HALF 10 FT. | American Sigma
9418100 | 19.99 | 3% | 19.39 | CUP, SAMPLE, SL1000 | Hach
9422200 | 18 | 3% | 17.46 | RETAINER, PROBE CABLE, SL1000 | Hach
9425200 | 61.25 | 5% | 58.19 | ASSY., PACK, CHEMKEY, 25 PIECE, TOTAL AMMONIA | Hach
9427900 | 19.99 | 5% | 18.99 | ASSY., PACKAGE, INDIVIDUAL, CHEMKEY, VERIFICATION, CHLORINE | Hach
9429000 | 17.5 | 5% | 16.63 | ASSY., PACK, CHEMKEY, 25 PIECE, FREE CHLORINE | Hach
9429100 | 17.5 | 5% | 16.63 | ASSY., PACK, CHEMKEY, 25 PIECE, TOTAL CHLORINE | Hach
9429200 | 38.5 | 5% | 36.58 | ASSY., PACK, CHEMKEY, 25 PIECE, COPPER | Hach
9429300 | 33.75 | 5% | 32.06 | ASSY., PACK, CHEMKEY, 25 PIECE, NITRITE | Hach
9429400 | 43.75 | 5% | 41.56 | ASSY., PACK, CHEMKEY, 25 PIECE, MONO- CHLOROMINE | Hach
9429500 | 48.12 | 5% | 45.71 | nn ASSY., PACK, CHEMKEY, 25 PIECE FREE AMMONIA | Hach
9429600 | 96.25 | 5% | 91.44 | KTO CHEMKEY, 25 PIECE MONO-CHLOR. AND 25 PIECE FREE AMMONIA | Hach
94299 | 17.75 | 5% | 16.86 | PHENOLPHTHALEIN PP PK/100 | Hach
9430000 | 2950 | 3% | 2861.5 | ee ASSY, INSTRUMENT, SL1000 | Hach
9431700 | 29 | 3% | 28.13 | ASSY, NOSECONE, SL1000 | Hach
94323 | 47.35 | 5% | 44.98 | BROMCRESOL GR-METH RED PWD, 15G | Hach
943-25 | 599 | 3% | 581.03 | LIQUID LEVEL ACUATOR, 25 FT. | American Sigma
9432900 | 9.5 | 3% | 9.22 | LIGHTSHIELD, NOSECONE, SL1000 | Hach
943-50 | 670 | 3% | 649.9 | LIQUID LEVEL ACTUATOR, 50 FT. | American Sigma
9436600 | 31 | 3% | 30.07 | ASSY, DOOR, BATTERY, SL1000 | Hach
9436800 | 29.99 | 5% | 28.49 | ASSY., PACKAGE, INDIVIDUAL, CHEMKEY, VERIFICATION, SYSTEM | Hach
94399 | 17.25 | 5% | 16.39 | BROMCRESOL GR-METH RED PP PK/100 | Hach
94799 | 19.45 | 5% | 18.48 | CALVER 2 POWDER PILLOWS PK/100 | Hach
94-9004 | 934 | 5% | 887.3 | CHEMILUMINESCENSE RGT SET, 100 TESTS | Hach
9494500 | 488 | 3% | 473.36 | I/O MODULE, IO9001 | American Sigma
9494600 | 1748 | 3% | 1695.56 | I/O MODULE, IO9004 | American Sigma
9500.99.00004 | 1194 | 3% | 1158.18 | POLYMETRON 9500 CONTROLLER, AC-DC | Polymetron
9500.99.00602 | 1266 | 3% | 1228.02 | sc200 CONTROLLER, AC-DC, POLYCOND, HACH | Polymetron
9500.99.00604 | 1266 | 3% | 1228.02 | POLYMETRON 9500 CONTROLLER, AC-DC, POLYCOND | Polymetron
9500.99.00642 | 1545 | 3% | 1498.65 | sc200 CONTROLLER, AC-DC, 4-20MA IN, POLYCOND, HACH | Polymetron
9500.99.00652 | 1914 | 3% | 1856.58 | sc200 CONTROLLER, AC-DC, 1POLYCOND 1 DIGITAL, HACH | Polymetron
9500.99.00662 | 1545 | 3% | 1498.65 | sc200 CONTROLLER, AC-DC, 2 POLYCOND, HACH | Polymetron
9500.99.00664 | 1545 | 3% | 1498.65 | POLYMETRON 9500 CONTROLLER, AC-DC, 2 POLYCOND | Polymetron
9500.99.00702 | 1266 | 3% | 1228.02 | sc200 CONTROLLER, AC-DC, 1POLY PH, HACH | Polymetron
9500.99.00704 | 1266 | 3% | 1228.02 | POLYMETRON 9500, AC-DC, 1POLY PH | Polymetron
9500.99.00752 | 1914 | 3% | 1856.58 | sc200 CONTROLLER, AC-DC, 1POLY PH, 1 DIGITAL HACH | Polymetron
9500.99.00762 | 1545 | 3% | 1498.65 | sc200 CONTROLLER, AC-DC, POLYCOND, POLY PH, HACH | Polymetron
9500.99.00764 | 1545 | 3% | 1498.65 | POLYMETRON 9500 CONTR, AC-DC, POLYCOND, POLY PH | Polymetron
9500.99.00772 | 1545 | 3% | 1498.65 | sc200 CONTROLLER, AC-DC, 2POLY PH, HACH | Polymetron
9500.99.00774 | 1545 | 3% | 1498.65 | POLYMETRON 9500 CONTROLLER, AC-DC, 2POLY PH | Polymetron
9500.99.00802 | 2829 | 3% | 2744.13 | sc200 CONTROLLER, AC-DC, AMPERO, HACH | Polymetron
9500.99.00804 | 2829 | 3% | 2744.13 | POLYMETRON 9500 AMPERO, AC-DC | Polymetron
9500.99.01602 | 1629 | 3% | 1580.13 | sc200 CONTROLLER, AC-DC, POLYCOND, MODBUS, HACH | Polymetron
9500.99.01604 | 1629 | 3% | 1580.13 | POLYMETRON 9500 CONTROLLER AC-DC, POLYCOND, MODBUS | Polymetron
9500.99.01652 | 2275 | 3% | 2206.75 | sc200 CONTR, AC-DC, POLYCOND, 1 DIG, MODBUS HACH | Polymetron
9500.99.01662 | 1907 | 3% | 1849.79 | sc200 CONTROLLER, AC-DC, 2 POLYCOND, MODBUS, HACH | Polymetron
9500.99.01664 | 1907 | 3% | 1849.79 | POLYMETRON 9500 CONTROLLER AC-DC 2POLYCOND MODBUS | Polymetron
9500.99.01702 | 1629 | 3% | 1580.13 | SC200 CONTROLLER, AC-DC, POLY PH, MODBUS, HACH | Polymetron
9500.99.01704 | 1629 | 3% | 1580.13 | POLYMETRON 9500 CONTROLLER, AC-DC, POLY PH, MODBUS | Polymetron
9500.99.01742 | 1907 | 3% | 1849.79 | sc200 CONTROLLER, AC-DC 4-20MA IN, POLY PH, MODBUS | Polymetron
9500.99.01752 | 2275 | 3% | 2206.75 | sc200 CONTR, AC-DC, POLY PH, 1 DIG, MODBUS HACH | Polymetron
9500.99.01762 | 1907 | 3% | 1849.79 | sc200 CONTR, AC-DC, POLYCOND, POLY PH, MODBUS HACH | Polymetron
9500.99.01764 | 1907 | 3% | 1849.79 | POLYMETRON 9500 CONTR AC-DC POLYCOND POLYPH MODBUS | Polymetron
9500.99.01772 | 1907 | 3% | 1849.79 | SC200 CONTROLLER, AC-DC, 2POLY PH, MODBUS, HACH | Polymetron
9500.99.01774 | 1907 | 3% | 1849.79 | POLYMETRON 9500 CONTROLLER, AC-DC, 2POLY PH, MODBU | Polymetron
9500.99.01802 | 2829 | 3% | 2744.13 | SC200 CONTROLLER, AC-DC, AMPERO, MODBUS, HACH | Polymetron
9500.99.01804 | 2829 | 3% | 2744.13 | POLYMETRON 9500 AMPERO, AC-DC, MODBUS | Polymetron
9500.99.03602 | 1629 | 3% | 1580.13 | sc200 CONTROLLER, AC-DC, POLYCOND, PROFIBUS, HACH | Polymetron
9500.99.03604 | 1629 | 3% | 1580.13 | POLYMETRON 9500 CONTROLLER AC-DC POLYCOND PROFIBUS | Polymetron
9500.99.03652 | 2275 | 3% | 2206.75 | sc200 CONTR, AC-DC, POLYCOND, 1 DIG, PROFIBUS HACH | Polymetron
9500.99.03664 | 1907 | 3% | 1849.79 | POLYMETRON 9500 CONTR AC-DC 2POLYCOND PROFIBUS | Polymetron
9500.99.03702 | 1577 | 3% | 1529.69 | SC200 CONTROLLER, 100-240V POLY PH, PROFIBUS, HACH | Polymetron
9500.99.03704 | 1629 | 3% | 1580.13 | POLYMETRON 9500 CONTR, AC-DC, POLY PH, PROFIBUS | Polymetron
9500.99.03752 | 2275 | 3% | 2206.75 | sc200 CONTR, AC-DC, POLY PH, 1 DIG, PROFIBUS HACH | Polymetron
9500.99.03764 | 1907 | 3% | 1849.79 | POLYMETRON 9500 CONTR AC-DC POLYPH POLYCOND PROFI | Polymetron
9500.99.03774 | 1907 | 3% | 1849.79 | POLYMETRON 9500 CONTR, AC-DC, 2POLY PH, PROFIBUS | Polymetron
9500.99.03802 | 2829 | 3% | 2744.13 | SC200 CONTROLLER, AC-DC, AMPERO, PROFIBUS, HACH | Polymetron
9500.99.03804 | 2829 | 3% | 2744.13 | POLYMETRON 9500 AMPERO, AC-DC, PROFIBUS | Polymetron
9500.99.05602 | 1629 | 3% | 1580.13 | sc200 CONTROLLER, 100-240V, POLYCOND, HART, HACH | Polymetron
9500.99.05652 | 2275 | 3% | 2206.75 | sc200 CONTROLLER, AC-DC, 1POLYCOND, 1DIG HART HACH | Polymetron
9500.99.05662 | 1907 | 3% | 1849.79 | sc200 CONTROLLER, AC-DC, 2 POLYCOND, HART, HACH | Polymetron
9500.99.05664 | 1907 | 3% | 1849.79 | POLYMETRON 9500 CONTROLLER, AC-DC, 2POLYCOND, HART | Polymetron
9500.99.05702 | 1629 | 3% | 1580.13 | sc200 CONTROLLER, AC-DC, HART, 1POLY PH, HACH | Polymetron
9500.99.05752 | 2275 | 3% | 2206.75 | sc200 CONTR, AC-DC, POLY PH, 1 DIGITAL, HART HACH | Polymetron
9500.99.05764 | 1907 | 3% | 1849.79 | POLYMETRON 9500 CONTR, AC-DC POLY PH POLYCOND HART | Polymetron
9500.99.05772 | 1907 | 3% | 1849.79 | SC200 CONTROLLER, 100-240V, 2 POLY PH, HART, HACH | Polymetron
9500.99.05774 | 1907 | 3% | 1849.79 | POLYMETRON 9500 CONTROLLER, AC-DC, 2 POLY PH, HART | Polymetron
9500.99.09604 | 1509 | 3% | 1463.73 | POLYMETRON 9500 CONTR AC-DC POLYCOND 4-20MA OUT | Polymetron
9500.99.09652 | 2156 | 3% | 2091.32 | sc200 CONTR, AC-DC, 1POLYCOND, 1 DIG, 4-20OUT HACH | Polymetron
9500.99.09662 | 1787 | 3% | 1733.39 | sc200 CONTROLLER, AC-DC, 2POLYCOND 4-20MA OUT HACH | Polymetron
9500.99.09664 | 1787 | 3% | 1733.39 | POLYMETRON 9500 CONTR AC-DC 2POLYCOND 4-20 MA OUT | Polymetron
9500.99.09702 | 1509 | 3% | 1463.73 | SC200 CONTR, 100-240V, POLY PH, 4-20MA OUT HACH | Polymetron
9500.99.09704 | 1509 | 3% | 1463.73 | POLYMETRON 9500 CONTR, AC-DC, POLY PH, 4-20MA OUT | Polymetron
9500.99.09742 | 1787 | 3% | 1733.39 | sc200 CONT AC-DC 4-20MA IN POLY PH 4-20MA OUT HACH | Polymetron
9500.99.09752 | 2156 | 3% | 2091.32 | sc200 CONTR, AC-DC, 1POLY PH,1 DIG 4-20MA OUT HACH | Polymetron
9500.99.09762 | 1787 | 3% | 1733.39 | sc200 CONTR, AC-DC POLYCOND POLYPH 4-20MA OUT HACH | Polymetron
9500.99.09764 | 1787 | 3% | 1733.39 | POLY 9500 CONTR AC-DC POLYCOND POLYPH 4-20MA OUT | Polymetron
9500.99.09772 | 1787 | 3% | 1733.39 | SC200 CONTR, 100-240V, POLY PH, 4-20MA OUT HACH | Polymetron
9500.99.09774 | 1787 | 3% | 1733.39 | POLYMETRON 9500 CONTR, AC-DC, 2POLY PH, 4-20MA OUT | Polymetron
9500.99.09802 | 2829 | 3% | 2744.13 | SC200 CONTROLLER, AC-DC, AMPERO, 4-20MA OUT, HACH | Polymetron
9500.99.09804 | 2829 | 3% | 2744.13 | POLYMETRON 9500 AMPERO, 4-20MA OUTPUT | Polymetron
9500.99.70002 | 1774 | 3% | 1720.78 | SC200 CONTROLLER, 24VDC, HACH | Polymetron
9500.99.70004 | 1774 | 3% | 1720.78 | POLYMETRON 9500 CONTROLLER, 24VDC | Polymetron
9500.99.70602 | 1485 | 3% | 1440.45 | sc200 CONTROLLER, 24VDC, POLY COND, HACH | Polymetron
9500.99.70604 | 1485 | 3% | 1440.45 | POLYMETRON 9500 CONTROLLER, 24VDC, POLYCOND | Polymetron
9500.99.70652 | 2129 | 3% | 2065.13 | sc200 CONTROLLER, 24VDC, 1POLY COND 1DIGITAL HACH | Polymetron
9500.99.70662 | 1765 | 3% | 1712.05 | sc200 CONTROLLER, 24VDC, 2 POLYCOND, HACH | Polymetron
9500.99.70664 | 1708 | 3% | 1656.76 | POLYMETRON 9500 CONTROLLER, 24VDC, 2 POLYCOND | Polymetron
9500.99.70702 | 1485 | 3% | 1440.45 | SC200 CONTROLLER, 24VDC, POLY PH, HACH | Polymetron
9500.99.70704 | 1485 | 3% | 1440.45 | POLYMETRON 9500 CONTROLLER, 24VDC, POLY PH | Polymetron
9500.99.70752 | 2129 | 3% | 2065.13 | sc200 CONTROLLER, 24VDC, 1POLY PH, 1 DIGITAL, HACH | Polymetron
9500.99.70762 | 1765 | 3% | 1712.05 | sc200 CONTROLLER, 24VDC, POLYCOND, POLY PH, HACH | Polymetron
9500.99.70764 | 1765 | 3% | 1712.05 | POLYMETRON 9500 CONTROLLER, 24VDC POLYCOND POLY PH | Polymetron
9500.99.70772 | 1765 | 3% | 1712.05 | SC200 CONTROLLER, 24VDC, 2 POLY PH, HACH | Polymetron
9500.99.70774 | 1765 | 3% | 1712.05 | POLYMETRON 9500 CONTROLLER, 24VDC, 2POLY PH | Polymetron
9500.99.70802 | 3821 | 3% | 3706.37 | SC200 CONTROLLER, 24VDC, AMPERO, HACH | Polymetron
9500.99.70804 | 3308 | 3% | 3208.76 | POLYMETRON 9500 AMPERO, 24VDC | Polymetron
9500.99.71604 | 1844 | 3% | 1788.68 | POLYMETRON 9500 CONTROLLER, 24VDC POLYCOND MODBUS | Polymetron
9500.99.71652 | 2491 | 3% | 2416.27 | sc200 CONTR, 24VDC, POLY COND, DIGITAL MODBUS HACH | Polymetron
9500.99.71664 | 2124 | 3% | 2060.28 | POLYMETRON 9500 CONTROLLER, 24VDC 2POLYCOND MODBUS | Polymetron
9500.99.71704 | 1844 | 3% | 1788.68 | POLYMETRON 9500 CONTR, 24VDC, 1POLY PH, MODBUS | Polymetron
9500.99.71752 | 2491 | 3% | 2416.27 | sc200 CONTR, 24VDC, POLY PH, DIGITAL, MODBUS, HACH | Polymetron
9500.99.71764 | 2124 | 3% | 2060.28 | POLYMETRON9500 CONTR 24VDC POLY PH POLYCOND MODBUS | Polymetron
9500.99.71774 | 2124 | 3% | 2060.28 | POLYMETRON 9500 CONTR, 24VDC, 2POLY PH, MODBUS | Polymetron
9500.99.71802 | 3821 | 3% | 3706.37 | SC200 CONTROLLER, 24VDC, AMPERO, MODBUS,HACH | Polymetron
9500.99.71804 | 3308 | 3% | 3208.76 | POLYMETRON 9500 AMPERO, 24VDC, MODBUS | Polymetron
9500.99.73604 | 1844 | 3% | 1788.68 | POLYMETRON 9500 CONTROLLER 24VDC POLYCOND PROFIBUS | Polymetron
9500.99.73652 | 2491 | 3% | 2416.27 | sc200 CONTR, 24VDC POLY COND DIGITAL PROFIBUS HACH | Polymetron
9500.99.73664 | 2124 | 3% | 2060.28 | POLYMETRON 9500 CONTR 24VDC 2POLYCOND PROFIBUS | Polymetron
9500.99.73704 | 1844 | 3% | 1788.68 | POLYMETRON 9500 CONTR, 24VDC, 1POLY PH, PROFIBUS | Polymetron
9500.99.73752 | 2491 | 3% | 2416.27 | sc200 CONTR, 24VDC, POLY PH, DIG, PROFIBUS, HACH | Polymetron
9500.99.73764 | 2124 | 3% | 2060.28 | POLY 9500 CONTR 24VDC POLYPH POLYCOND PROFIBUS | Polymetron
9500.99.73774 | 2124 | 3% | 2060.28 | POLYMETRON 9500 CONTR, 24VDC, 2POLY PH, PROFIBUS | Polymetron
9500.99.73802 | 3821 | 3% | 3706.37 | SC200 CONTROLLER, 24VDC, AMPERO, PROFIBUS,HACH | Polymetron
9500.99.73804 | 3308 | 3% | 3208.76 | POLYMETRON 9500 AMPERO, 24VDC, PROFIBUS | Polymetron
9500.99.75604 | 1844 | 3% | 1788.68 | POLYMETRON 9500 CONTROLLER, 24VDC, POLYCOND, HART | Polymetron
9500.99.75652 | 2491 | 3% | 2416.27 | sc200 CONTROLLER, 24VDC, POLY COND, DIGITAL, HACH | Polymetron
9500.99.75664 | 2124 | 3% | 2060.28 | POLYMETRON 9500 CONTROLLER, 24VDC, 2POLYCOND, HART | Polymetron
9500.99.75704 | 1844 | 3% | 1788.68 | POLYMETRON 9500 CONTROLLER, 24VDC, 1 POLY PH, HART | Polymetron
9500.99.75752 | 2491 | 3% | 2416.27 | sc200 CONTROLLER, 24VDC, POLY PH DIGITAL HART HACH | Polymetron
9500.99.75764 | 2124 | 3% | 2060.28 | POLYMETRON 9500 CONTR 24VDC POLYPH POLYCOND HART | Polymetron
9500.99.75774 | 2124 | 3% | 2060.28 | POLYMETRON 9500 CONTROLLER, 24VDC, 2 POLY PH, HART | Polymetron
9500.99.75804 | 3308 | 3% | 3208.76 | POLYMETRON 9500 AMPERO, 24VDC, HART | Polymetron
9500.99.79604 | 1726 | 3% | 1674.22 | POLYMETRON 9500 CONTR 24VDC POLYCOND 4-20 MA OUT | Polymetron
9500.99.79652 | 2372 | 3% | 2300.84 | sc200 CONTROLLER, 24VDC POLYCOND DIG 4-20 OUT HACH | Polymetron
9500.99.79662 | 2005 | 3% | 1944.85 | sc200 CONTROLLER 24VDC 2POLYCOND 4-20MA OUT HACH | Polymetron
9500.99.79664 | 2005 | 3% | 1944.85 | POLYMETRON 9500 CONTR 24VDC 2POLYCOND 4-20 MA OUT | Polymetron
9500.99.79704 | 1670 | 3% | 1619.9 | POLYMETRON 9500 CONTR, 24VDC, 1POLY PH, 4-20MA OUT | Polymetron
9500.99.79752 | 2372 | 3% | 2300.84 | sc200 CONTROLLER, 24VDC, POLY PH DIG 4-20 OUT HACH | Polymetron
9500.99.79764 | 2005 | 3% | 1944.85 | POLY 9500 CONTR, 24VDC POLY PH POLYCOND 4-20MA OUT | Polymetron
9500.99.79772 | 2005 | 3% | 1944.85 | SC200 CONTROLLER, 24VDC, 2POLY PH, 4-20MA OUT,HACH | Polymetron
9500.99.79774 | 2005 | 3% | 1944.85 | POLYMETRON 9500 CONTR, 24VDC, 2POLY PH, 4-20MA OUT | Polymetron
9500.99.79802 | 3821 | 3% | 3706.37 | SC200 CONTROLLER, 24VDC, AMPERO, 4-20MA OUT, HACH | Polymetron
9500.99.79804 | 3192 | 3% | 3096.24 | POLYMETRON 9500 AMPERO, 24VDC, 4-20MA OUTPUT | Polymetron
9500700 | 293 | 3% | 284.21 | CABLE ASSY, AUX FULL,7P F,9 FT | American Sigma
9500701 | 324 | 3% | 314.28 | CABLE ASSY, AUX FULL,7P F,25 FT | American Sigma
9500800 | 17 | 3% | 16.49 | ASSY,COVER,NON-CONTACT LIQUID DETECT | American Sigma
9501000 | 298 | 3% | 289.06 | ASSY, JUNCTION BOX, AS950 AUXILIARY | American Sigma
9501200 | 166 | 3% | 161.02 | CABLE ASSY, pH SENSOR ADAPTER, AS950 | American Sigma
9502400 | 206 | 3% | 199.82 | mc ASSY, COVER, AS950 PORTABLE | American Sigma
9503500 | 591 | 3% | 573.27 | mc PORTABLE, CENTER & COVER, SD900/AS950 | American Sigma
9503600 | 4970 | 3% | 4820.9 | AWRS BASE UNIT, 115V, SD900/AS950 | American Sigma
9503900 | 5356 | 3% | 5195.32 | AWRS BASE UNIT W/HEATER, 230V, SD900/AS950 | American Sigma
9504600 | 807 | 3% | 782.79 | ANALYZER MODULE, AV9000S | American Sigma
9504700 | 10 | 3% | 9.7 | CABLE, USB, A TO A, 6.5FT/2M | American Sigma
9504800 | 231 | 3% | 224.07 | mc RETRO FIT KIT, PORT, 900MAX TO AS950 | American Sigma
9504900 | 221 | 3% | 214.37 | mc RETRO FIT KIT, AWRS, 900MAX TO AS950 | American Sigma
9505000EU | 565 | 3% | 548.05 | RETRO FIT KIT,REFRIG 900MAX TO AS950 | American Sigma
9505100 | 334 | 3% | 323.98 | CABLE ASSY, CASCADE/SYNCHRO | American Sigma
9506900 | 67 | 3% | 64.99 | mc KIT MTG. HARDWARE, AV9000S TO PORT | American Sigma
950C.99.000A4 | 2729 | 3% | 2647.13 | POLY 9500 CONTROLLER WITH 8310 COND SENSOR | Polymetron
950C.99.000B4 | 2793 | 3% | 2709.21 | POLY 9500 CONTROLLER WITH 8311 COND SENSOR | Polymetron
950C.99.000C4 | 2810 | 3% | 2725.7 | POLY 9500 CONTROLLER WITH 8312 COND SENSOR | Polymetron
950C.99.000G4 | 3604 | 3% | 3495.88 | KIT, POLY 9500 CONTROLLER WITH 8394 COND SENSOR | Polymetron
950C.99.00CH4 | 3480 | 3% | 3375.6 | KIT, POLY 9500 CONTROLLER W/1.5M MH/8398 COND SENS | Polymetron
950C.99.00DH4 | 3049 | 3% | 2957.53 | KIT, POLY 9500 CONTROLLER WITH DN65/8398 COND SENS | Polymetron
950C.99.00EH4 | 3428 | 3% | 3325.16 | KIT, POLY 9500 CONTROLLER W/DN50/8398 COND SENSOR | Polymetron
950P.99.000D4 | 2741 | 3% | 2658.77 | KIT, POLY 9500 CONTROLLER WITH 8350.5 PH SENSOR | Polymetron
950P.99.000E4 | 2920 | 3% | 2832.4 | POLY 9500 CONTROLLER WITH 8362 PH SENSOR | Polymetron
950P.99.00AD4 | 2226 | 3% | 2159.22 | KIT, POLY 9500 CONTROLLER W/0.5M MH/8350.5 PH SENS | Polymetron
950P.99.00BD4 | 2245 | 3% | 2177.65 | KIT, POLY 9500 CONTROLLER W/1.0M MH/8350.5 PH SENS | Polymetron
950P.99.00CD4 | 2257 | 3% | 2189.29 | KIT, POLY 9500 CONTROLLER W/1.5M MH/8350.5 PH SENS | Polymetron
950R.99.00AF4 | 2500 | 3% | 2425 | KIT, POLY 9500 CONTROLLER W/0.5M MH/8351 ORP SENSOR | Polymetron
950R.99.00BF4 | 2520 | 3% | 2444.4 | KIT, POLY 9500 CONTROLLER WITH 1.0M MH/8351 ORP SENSOR | Polymetron
950R.99.00CF4 | 2532 | 3% | 2456.04 | KIT, POLY 9500 CONTROLLER W1.5M MH/8351 ORP SENSOR | Polymetron
9523.99.00662 | 1896 | 3% | 1839.12 | sc200 CATIONIC COND, AC-DC, HACH | Polymetron
9523.99.00664 | 1849 | 3% | 1793.53 | sc200 CATIONIC COND, AC-DC, MODBUS, HACH | Polymetron
9523.99.01662 | 2192 | 3% | 2126.24 | sc200 CATIONIC COND, AC-DC, MODBUS, HACH | Polymetron
9523.99.01664 | 2192 | 3% | 2126.24 | POLYMETRON 9523 CONTR ONLY, AC-DC | Polymetron
9523.99.01P2 | 5773 | 3% | 5599.81 | 9523 CATIONIC COND, AC-DC, MODBUS, HACH | Polymetron
9523.99.01P4 | 5773 | 3% | 5599.81 | POLYMETRON 9523 CATIONIC COND, AC-DC, MODBUS | Polymetron
9523.99.03662 | 2192 | 3% | 2126.24 | sc200 CATIONIC COND, AC-DC, PROFIBUS, HACH | Polymetron
9523.99.03664 | 2192 | 3% | 2126.24 | POLYMETRON 9523 CONTR ONLY, AC-DC, PROFIBUS | Polymetron
9523.99.03P2 | 5773 | 3% | 5599.81 | 9523 CATIONIC COND, AC-DC, PROFIBUS, HACH | Polymetron
9523.99.03P4 | 5773 | 3% | 5599.81 | POLYMETRON 9523 CATIONIC COND, AC-DC, PROFIBUS | Polymetron
9523.99.05662 | 2192 | 3% | 2126.24 | sc200 CATIONIC COND, AC-DC, HART, HACH | Polymetron
9523.99.05664 | 2192 | 3% | 2126.24 | POLYMETRON 9523 CONTR ONLY, AC-DC, HART | Polymetron
9523.99.05P2 | 5773 | 3% | 5599.81 | 9523 CATIONIC COND, AC-DC, HART, HACH | Polymetron
9523.99.05P4 | 5773 | 3% | 5599.81 | POLYMETRON 9523 CATIONIC COND, AC-DC, HART | Polymetron
9523.99.09662 | 2079 | 3% | 2016.63 | sc200 CATIONIC COND, AC-DC, 4-20MA OUTPUT, HACH | Polymetron
9523.99.09664 | 2079 | 3% | 2016.63 | POLYMETRON 9523 CONTR ONLY, AC-DC, 4-20MA OUT | Polymetron
9523.99.09P2 | 5660 | 3% | 5490.2 | 9523 CATIONIC COND, AC-DC, 4-20MA OUTPUT, HACH | Polymetron
9523.99.09P4 | 5660 | 3% | 5490.2 | POLYMETRON 9523 CATIONIC COND, AC-DC, 4-20MA OUT | Polymetron
9523.99.70662 | 2056 | 3% | 1994.32 | sc200 CATIONIC COND, 24VDC, HACH | Polymetron
9523.99.70664 | 2056 | 3% | 1994.32 | POLYMETRON 9523 CONTR ONLY, 24VDC | Polymetron
9523.99.71662 | 2399 | 3% | 2327.03 | SC200 CATIONIC COND, 24VDC, MODBUS, HACH | Polymetron
9523.99.71664 | 2399 | 3% | 2327.03 | POLYMETRON 9523 CONTR ONLY, 24VDC, MODBUS | Polymetron
9523.99.71P2 | 5982 | 3% | 5802.54 | 9523 CATIONIC COND, 24VDC, MODBUS, HACH | Polymetron
9523.99.71P4 | 5982 | 3% | 5802.54 | POLYMETRON 9523 CATIONIC COND, 24VDC, MODBUS | Polymetron
9523.99.73662 | 2399 | 3% | 2327.03 | sc200 CATIONIC COND, 24VDC, PROFIBUS, HACH | Polymetron
9523.99.73664 | 2399 | 3% | 2327.03 | POLYMETRON 9523 CONTR ONLY, 24VDC, PROFIBUS | Polymetron
9523.99.73P2 | 5982 | 3% | 5802.54 | 9523 CATIONIC COND, 24VDC, PROFIBUS, HACH | Polymetron
9523.99.73P4 | 5982 | 3% | 5802.54 | POLYMETRON 9523 CATIONIC COND, 24VDC, PROFIBUS | Polymetron
9523.99.75662 | 2399 | 3% | 2327.03 | sc200 CATIONIC COND, 24VDC, HART HACH | Polymetron
9523.99.75664 | 2399 | 3% | 2327.03 | POLYMETRON 9523 CONTR ONLY, 24VDC, HART | Polymetron
9523.99.75P2 | 5982 | 3% | 5802.54 | 9523 CATIONIC COND, 24VDC, HART, HACH | Polymetron
9523.99.75P4 | 5982 | 3% | 5802.54 | POLYMETRON 9523 CATIONIC COND, 24VDC, HART | Polymetron
9523.99.79662 | 2343 | 3% | 2272.71 | SC200 CATIONIC COND, 24VDC, 4-20MA OUTPUT, HACH | Polymetron
9523.99.79664 | 2285 | 3% | 2216.45 | POLYMETRON 9523 CONTR ONLY, 24VDC, 4-20MA OUT | Polymetron
9523.99.79P2 | 5869 | 3% | 5692.93 | 9523 CATIONIC COND, 24VDC, 4-20MA OUTPUT, HACH | Polymetron
9523.99.79P4 | 5869 | 3% | 5692.93 | POLYMETRON 9523 CATIONIC COND 24VDC, 4-20MA OUTPUT | Polymetron
9524300 | 49.9 | 3% | 48.4 | FILTER, INTERFERENCE 420NM | Hach
9524400 | 49.9 | 3% | 48.4 | FILTER, INTERFERENCE 520NM | Hach
9524500 | 49.9 | 3% | 48.4 | FILTER, INTERFERENCE 610NM | Hach
9524600 | 49.9 | 3% | 48.4 | FILTER, INTERFERENCE 560NM | Hach
9525700 | 368 | 3% | 356.96 | SENSOR MODULE, PH/ORP, sc200 POLYMETRON, HACH | Polymetron
9525800 | 357 | 3% | 346.29 | SENSOR MODULE,CONDUCTIVITY, SC200 POLYMETRON, HACH | Polymetron
9525900 | 1802 | 3% | 1747.94 | SENSOR MODULE, AMPERO, SC200 POLYMETRON, HACH | Polymetron
9526.99.00P4 | 4126 | 3% | 4002.22 | POLYMETRON 9526 CONDUCTIVITY CAL SYSTEM AC-DC | Polymetron
9526.A.1000 | 833 | 3% | 808.01 | ANNUAL RECALIBRATION OF THE 9526 PURECAL | Polymetron
9531000 | 72 | 3% | 69.84 | POCKET PRO, PH, TESTER | Hach
9531000BNDL | 70.09 | 5% | 66.59 | Pocket Pro pH plus package of pH 4.01 and 7.00 Singlet standard solution, pk/10 each | Hach
9531100 | 109 | 3% | 105.73 | POCKET PRO, ORP, TESTER | Hach
9531100BNDL | 79 | 5% | 75.05 | Pocket Pro ORP plus bottle of standard solution 220 mV, 125 mL | Hach
9531200 | 69.9 | 3% | 67.8 | POCKET PRO, TDS LOW RANGE, TESTER | Hach
9531200BNDL | 68.29 | 5% | 64.88 | Pocket Pro TDS Low Range plus package of Singlet standard solutions 1413 ╡S/cm, pK/20 | Hach
9531300 | 69.9 | 3% | 67.8 | POCKET PRO, TDS HIGH RANGE, TESTER | Hach
9531300BNDL | 68.29 | 5% | 64.88 | Pocket Pro TDS High Range plus package of Singlet standard solutions 12.88 mS/cm, pK/20 | Hach
9531400 | 69.9 | 3% | 67.8 | POCKET PRO, COND LOW RANGE, TESTER | Hach
9531400BNDL | 68.29 | 5% | 64.88 | Pocket Pro Conductivity Low Range plus package of Singlet standard solutions 1413 ╡S/cm, pK/20 | Hach
9531500 | 69.9 | 3% | 67.8 | POCKET PRO, COND HIGH RANGE, TESTER | Hach
9531500BNDL | 68.29 | 5% | 64.88 | Pocket Pro Conductivity High Range plus package of Singlet standard solutions 12.88 mS/cm, pK/20 | Hach
9531600 | 79.9 | 3% | 77.5 | POCKET PRO, SALT, TESTER | Hach
9531600BNDL | 78.29 | 5% | 74.38 | Pocket Pro Salinity plus package of Singlet standard solutions 12.88 mS/cm, pK/20 | Hach
9531700 | 66.8 | 3% | 64.8 | POCKET PRO, TEMP, TESTER | Hach
9531701 | 26.9 | 5% | 25.56 | POCKET PRO, TEMP, REPL. SENSOR | Hach
9532000 | 119 | 3% | 115.43 | POCKET PRO+, PH, TESTER | Hach
9532000BNDL | 115 | 5% | 109.25 | Pocket Pro+ pH plus package of Singlet standard solutions pH 4.01 and 7.00, pK/10 each | Hach
9532001 | 72.6 | 5% | 68.97 | POCKET PRO+, PH, REPLACEMENT SENSOR | Hach
9532100 | 204 | 3% | 197.88 | POCKET PRO+, ORP, TESTER | Hach
9532100BNDL | 197 | 5% | 187.15 | Pocket Pro+ ORP plus bottle of standard solution 220 mV, 125 mL | Hach
9532101 | 129 | 5% | 122.55 | POCKET PRO+, ORP, REPLACEMENT SENSOR | Hach
9532700 | 119 | 3% | 115.43 | POCKET PRO+, MULTI-1, COND/TDS/SAL, TESTER | Hach
9532700BNDL | 115 | 5% | 109.25 | PocketPro+ Multi 1 (Cond,TDS,Salinity) & singlets | Hach
9532701 | 71.4 | 5% | 67.83 | POCKET PRO+, MULTI-1, COND/TDS/SAL, REPL. SENSOR | Hach
9532800 | 186 | 3% | 180.42 | POCKET PRO+, MULTI-2, PH/COND/TDS/SAL, TESTER | Hach
9532800BNDL | 180 | 5% | 171 | PocketPro+ Multi 2 (Cond,TDS,Salinity) & singlets | Hach
9532801 | 84 | 5% | 79.8 | POCKET PRO+, MULTI-2, PH/COND/TDS/SAL, REPL. SENSOR | Hach
9542 | 677 | 3% | 656.69 | MANHOLE SUPP. BRACK/SPANNER,18-27 IN | American Sigma
9557 | 727 | 3% | 705.19 | MANHOLE SUPP. BRACK/SPANNER,28-48 IN | American Sigma
9563900 | 2 | 3% | 1.94 | STIR BAR, TEFLON 8X3MM | Hach
9565501 | 261 | 3% | 253.17 | KIT, INSTALLATION, 5500SC AMC, AC, 1 CH, US | Hach
9565502 | 350 | 3% | 339.5 | KIT, INSTALLATION, 5500SC AMC, AC, 2 CH, US | Hach
9582.99.00P2 | 5809 | 3% | 5634.73 | 9582 DISSOLVED O2, AC-DC, HACH | Polymetron
9582.99.00P4 | 5809 | 3% | 5634.73 | POLYMETRON 9582 DISSOLVED O2, AC-DC | Polymetron
9582.99.01P2 | 6161 | 3% | 5976.17 | 9582 DISSOLVED O2, MODBUS, AC-DC, HACH | Polymetron
9582.99.01P4 | 6161 | 3% | 5976.17 | POLYMETRON 9582 DISSOLVED O2, AC-DC, MODBUS | Polymetron
9582.99.03P2 | 6161 | 3% | 5976.17 | 9582 DISSOLVED O2, PROFIBUS, AC-DC, HACH | Polymetron
9582.99.03P4 | 6161 | 3% | 5976.17 | POLYMETRON 9582 DISSOLVED O2, AC-DC, PROFIBUS | Polymetron
9582.99.05P2 | 6161 | 3% | 5976.17 | 9582 DISSOLVED O2, AC-DC, HART, HACH | Polymetron
9582.99.05P4 | 6161 | 3% | 5976.17 | POLYMETRON 9582 DISSOLVED O2, AC-DC, HART | Polymetron
9582.99.09P2 | 6045 | 3% | 5863.65 | 9582 DISSOLVED O2, 4-20MA OUT, AC-DC, HACH | Polymetron
9582.99.09P4 | 6045 | 3% | 5863.65 | POLYMETRON 9582 DISSOLVED O2, AC-DC, 4-20MA OUT | Polymetron
9582.99.1000 | 4612 | 3% | 4473.64 | O2 SENSOR, MODULE, ACCESS. FOR 9582; EXCL. CONTR. | Polymetron
9582.99.70P2 | 6020 | 3% | 5839.4 | 9582 DISSOLVED O2, 24VDC, HACH | Polymetron
9582.99.70P4 | 6020 | 3% | 5839.4 | POLYMETRON 9582 DISSOLVED O2, 24VDC | Polymetron
9582.99.71P2 | 6372 | 3% | 6180.84 | 9582 DISSOLVED O2, 24VDC, MODBUS, HACH | Polymetron
9582.99.71P4 | 6372 | 3% | 6180.84 | POLYMETRON 9582 DISSOLVED O2, 24VDC, MODBUS | Polymetron
9582.99.73P2 | 6372 | 3% | 6180.84 | 9582 DISSOLVED O2, 24VDC, PROFIBUS, HACH | Polymetron
9582.99.73P4 | 6372 | 3% | 6180.84 | POLYMETRON 9582 DISSOLVED O2, 24VDC, PROFIBUS | Polymetron
9582.99.75P2 | 6372 | 3% | 6180.84 | 9582 DISSOLVED O2, 24VDC, HART, HACH | Polymetron
9582.99.75P4 | 6372 | 3% | 6180.84 | POLYMETRON 9582 DISSOLVED O2, 24VDC, HART | Polymetron
9582.99.79P2 | 6257 | 3% | 6069.29 | 9582 DISSOLVED O2, 24VDC, 4-20MA OUTPUT, HACH | Polymetron
9582.99.79P4 | 6058 | 3% | 5876.26 | POLYMETRON 9582 DISSOLVED O2, 24VDC, 4-20MA OUT | Polymetron
9586.99.00P2 | 13438 | 3% | 13034.86 | 9586 O2 SCAVENGER, AC-DC, HACH | Polymetron
9586.99.00P4 | 13438 | 3% | 13034.86 | POLYMETRON 9586 O2 SCAVENGER, AC-DC | Polymetron
9586.99.01P2 | 13800 | 3% | 13386 | 9586 O2 SCAVENGER, AC-DC, MODBUS, HACH | Polymetron
9586.99.01P4 | 13800 | 3% | 13386 | POLYMETRON 9586 O2 SCAVENGER, AC-DC, MODBUS | Polymetron
9586.99.03P2 | 13800 | 3% | 13386 | 9586 O2 SCAVENGER, AC-DC, PROFIBUS, HACH | Polymetron
9586.99.03P4 | 13800 | 3% | 13386 | POLYMETRON 9586 O2 SCAVENGER, AC-DC, PROFIBUS | Polymetron
9586.99.05P2 | 13800 | 3% | 13386 | 9586 O2 SCAVENGER, AC-DC, HART, HACH | Polymetron
9586.99.05P4 | 12961 | 3% | 12572.17 | POLYMETRON 9586 O2 SCAVENGER, AC-DC, HART | Polymetron
9586.99.09P2 | 13681 | 3% | 13270.57 | 9586 O2 SCAVENGER, AC-DC, 4-20MA OUTPUT, HACH | Polymetron
9586.99.09P4 | 13681 | 3% | 13270.57 | POLYMETRON 9586 O2 SCAVENGER, AC-DC, 4-20MA OUTPUT | Polymetron
9586.99.70P2 | 13656 | 3% | 13246.32 | 9586 O2 SCAVENGER, 24VDC, HACH | Polymetron
9586.99.70P4 | 13656 | 3% | 13246.32 | POLYMETRON 9586 O2 SCAVENGER, 24VDC | Polymetron
9586.99.71P2 | 14019 | 3% | 13598.43 | 9586 O2 SCAVENGER, 24VDC, MODBUS, HACH | Polymetron
9586.99.71P4 | 14019 | 3% | 13598.43 | POLYMETRON 9586 O2 SCAVENGER, 24VDC, MODBUS | Polymetron
9586.99.73P2 | 14019 | 3% | 13598.43 | 9586 O2 SCAVENGER, 24VDC, PROFIBUS, HACH | Polymetron
9586.99.73P4 | 14019 | 3% | 13598.43 | POLYMETRON 9586 O2 SCAVENGER, 24VDC, PROFIBUS | Polymetron
9586.99.75P2 | 14019 | 3% | 13598.43 | 9586 O2 SCAVENGER, 24VDC, HART, HACH | Polymetron
9586.99.75P4 | 14019 | 3% | 13598.43 | POLYMETRON 9586 O2 SCAVENGER, 24VDC, HART | Polymetron
9586.99.79P2 | 13899 | 3% | 13482.03 | 9586 O2 SCAVENGER, 24VDC, 4-20MA OUTPUT, HACH | Polymetron
9586.99.79P4 | 13899 | 3% | 13482.03 | POLYMETRON 9586 O2 SCAVENGER, 24VDC, 4-20MA OUTPUT | Polymetron
9609800 | 54.8 | 3% | 53.16 | KIT, ADAPTER SET, 4 PC., DR1900 | Hach
9609900 | 64.9 | 3% | 62.95 | KIT, ADAPTER SET, 3 PC., DR1900 | Hach
9610.KTO.S0.A1E | 18465 | 3% | 17911.05 | KTO: 9610sc SILICA, 1CH/AC/EU, CHEM | Polymetron
9610.KTO.S0.A1U | 18465 | 3% | 17911.05 | KTO: 9610sc SILICA, 1CH/AC/US, CHEM | Polymetron
9610.KTO.S0.A2E | 19595 | 3% | 19007.15 | KTO: 9610sc SILICA, 2CH/AC/EU, CHEM | Polymetron
9610.KTO.S0.A2U | 19595 | 3% | 19007.15 | KTO: 9610sc SILICA, 2CH/AC/US, CHEM | Polymetron
9610.KTO.S0.A4E | 21878 | 3% | 21221.66 | KTO: 9610sc SILICA, 4CH/AC/EU, CHEM | Polymetron
9610.KTO.S0.A4U | 21878 | 3% | 21221.66 | KTO: 9610sc SILICA, 4CH/AC/US, CHEM | Polymetron
9610.KTO.S0.A6E | 24161 | 3% | 23436.17 | KTO: 9610sc SILICA, 6CH/AC/EU, CHEM | Polymetron
9610.KTO.S0.A6U | 24161 | 3% | 23436.17 | KTO: 9610sc SILICA, 6CH/AC/US, CHEM | Polymetron
9610.KTO.S0.D1U | 18465 | 3% | 17911.05 | KTO: 9610sc SILICA, 1CH/DC/US, CHEM | Polymetron
9610.KTO.S0.D2U | 19595 | 3% | 19007.15 | KTO: 9610sc SILICA, 2CH/DC/US, CHEM | Polymetron
9610.KTO.S0.D4U | 21878 | 3% | 21221.66 | KTO: 9610sc SILICA, 4CH/DC/US, CHEM | Polymetron
9610.KTO.S0.D6U | 24161 | 3% | 23436.17 | KTO: 9610sc SILICA, 6CH/DC/US, CHEM | Polymetron
9610.S0.A1E | 18776 | 3% | 18212.72 | 9610sc SILICA ANALYZER, AC, 1CH, EU | Polymetron
9610.S0.A1U | 18776 | 3% | 18212.72 | 9610sc SILICA ANALYZER, AC, 1CH, US | Polymetron
9610.S0.A2E | 19907 | 3% | 19309.79 | 9610sc SILICA ANALYZER, AC, 2CH, EU | Polymetron
9610.S0.A2U | 19907 | 3% | 19309.79 | 9610sc SILICA ANALYZER, AC, 2CH, US | Polymetron
9610.S0.A4E | 22190 | 3% | 21524.3 | 9610sc SILICA ANALYZER, AC, 4CH, EU | Polymetron
9610.S0.A4U | 22190 | 3% | 21524.3 | 9610sc SILICA ANALYZER, AC, 4CH, US | Polymetron
9610.S0.A6E | 24472 | 3% | 23737.84 | 9610sc SILICA ANALYZER, AC, 6CH, EU | Polymetron
9610.S0.A6U | 24472 | 3% | 23737.84 | 9610sc SILICA ANALYZER, AC, 6CH, US | Polymetron
9610.S0.D1U | 18776 | 3% | 18212.72 | 9610sc SILICA ANALYZER, DC, 1CH, US | Polymetron
9610.S0.D2U | 19907 | 3% | 19309.79 | 9610sc SILICA ANALYZER, DC, 2 CH, US | Polymetron
9610.S0.D4U | 22190 | 3% | 21524.3 | 9610sc SILICA ANALYZER, DC, 4CH, US | Polymetron
9610.S0.D6U | 24472 | 3% | 23737.84 | 9610sc SILICA ANALYZER, DC, 6CH, US | Polymetron
9610SWAP2U | 19595 | 3% | 19007.15 | KTO: 9610SC SILICA, 2CH/AC/US, CHEM | Polymetron
9611.KTO.PH.A1E | 18272 | 3% | 17723.84 | KTO: 9611sc PHOS HR, 1CH/AC/EU, CHEM | Polymetron
9611.KTO.PH.A1U | 18272 | 3% | 17723.84 | KTO: 9611sc PHOS HR, 1CH/AC/US, CHEM | Polymetron
9611.KTO.PH.A2E | 19390 | 3% | 18808.3 | KTO: 9611sc PHOS HR, 2CH/AC/EU, CHEM | Polymetron
9611.KTO.PH.A2U | 19390 | 3% | 18808.3 | KTO: 9611sc PHOS HR, 2CH/AC/US, CHEM | Polymetron
9611.KTO.PH.A4E | 21650 | 3% | 21000.5 | KTO: 9611sc PHOS HR, 4CH/AC/EU, CHEM | Polymetron
9611.KTO.PH.A4U | 21650 | 3% | 21000.5 | KTO: 9611sc PHOS HR, 4CH/AC/US, CHEM | Polymetron
9611.KTO.PH.D1U | 18272 | 3% | 17723.84 | KTO: 9611sc PHOS HR, 1CH/DC/US, CHEM | Polymetron
9611.KTO.PH.D2U | 19390 | 3% | 18808.3 | KTO: 9611sc PHOS HR, 2CH/DC/US, CHEM | Polymetron
9611.KTO.PH.D4U | 21650 | 3% | 21000.5 | KTO: 9611sc PHOS HR, 4CH/DC/US, CHEM | Polymetron
9611.KTO.PL.A1E | 18272 | 3% | 17723.84 | KTO: 9611sc PHOS LR, 1CH/AC/EU, CHEM | Polymetron
9611.KTO.PL.A1U | 18272 | 3% | 17723.84 | KTO: 9611sc PHOS LR, 1CH/AC/US, CHEM | Polymetron
9611.KTO.PL.A2E | 19390 | 3% | 18808.3 | KTO: 9611sc PHOS LR, 2CH/AC/EU, CHEM | Polymetron
9611.KTO.PL.A2U | 19390 | 3% | 18808.3 | KTO: 9611sc PHOS LR, 2CH/AC/US, CHEM | Polymetron
9611.KTO.PL.A4E | 21650 | 3% | 21000.5 | KTO: 9611sc PHOS LR, 4CH/AC/EU, CHEM | Polymetron
9611.KTO.PL.A4U | 21650 | 3% | 21000.5 | KTO: 9611sc PHOS LR, 4CH/AC/US, CHEM | Polymetron
9611.KTO.PL.D1U | 18272 | 3% | 17723.84 | KTO: 9611sc PHOS LR, 1CH/DC/US, CHEM | Polymetron
9611.KTO.PL.D2U | 19390 | 3% | 18808.3 | KTO: 9611sc PHOS LR, 2CH/DC/US, CHEM | Polymetron
9611.KTO.PL.D4U | 21650 | 3% | 21000.5 | KTO: 9611sc PHOS LR, 4CH/DC/US, CHEM | Polymetron
9611.PH.A1E | 18580 | 3% | 18022.6 | 9611sc PHOSPHATE HR ANALYZER, AC, 1CH, EU | Polymetron
9611.PH.A1U | 18580 | 3% | 18022.6 | 9611sc PHOSPHATE HR ANALYZER, AC, 1CH, US | Hach
9611.PH.A2E | 19699 | 3% | 19108.03 | 9611sc PHOSPHATE HR ANALYZER, AC, 2CH, EU | Polymetron
9611.PH.A2U | 19699 | 3% | 19108.03 | 9611sc PHOSPHATE HR ANALYZER, AC, 2CH, US | Hach
9611.PH.A4E | 21958 | 3% | 21299.26 | 9611sc PHOSPHATE HR ANALYZER, AC, 4CH, EU | Polymetron
9611.PH.A4U | 21958 | 3% | 21299.26 | 9611sc PHOSPHATE HR ANALYZER, AC, 4CH, US | Hach
9611.PH.D1U | 18580 | 3% | 18022.6 | 9611sc PHOSPHATE HR ANALYZER, DC, 1CH, US | Polymetron
9611.PH.D2U | 19699 | 3% | 19108.03 | 9611sc PHOSPHATE HR ANALYZER DC, 2CH, US | Polymetron
9611.PH.D4U | 21958 | 3% | 21299.26 | 9611sc PHOSPHATE HR ANALYZER, DC, 4CH, US | Polymetron
9611.PL.A1E | 18580 | 3% | 18022.6 | 9611sc PHOSPHATE LR ANALYZER, AC, 1CH, EU | Polymetron
9611.PL.A1U | 18580 | 3% | 18022.6 | 9611sc PHOSPHATE LR ANALYZER, AC, 1CH, US | Polymetron
9611.PL.A2E | 19699 | 3% | 19108.03 | 9611sc PHOSPHATE LR ANALYZER, AC, 2CH, EU | Hach
9611.PL.A2U | 19699 | 3% | 19108.03 | 9611sc PHOSPHATE LR ANALYZER, AC, 2CH, US | Hach
9611.PL.A4E | 21958 | 3% | 21299.26 | 9611sc PHOSPHATE LR ANALYZER, AC, 4CH, EU | Polymetron
9611.PL.A4U | 21958 | 3% | 21299.26 | 9611sc PHOSPHATE LR ANALYZER, AC, 4CH, US | Hach
9611.PL.D1U | 18580 | 3% | 18022.6 | 9611sc PHOSPHATE LR ANALYZER, DC, 1CH, US | Polymetron
9611.PL.D2U | 19699 | 3% | 19108.03 | 9611sc PHOSPHATE LR ANALYZER, DC, 2CH, US | Polymetron
9611.PL.D4U | 21958 | 3% | 21299.26 | 9611sc PHOSPHATE LR ANALYZER, DC, 4CH, US | Polymetron
9624700 | 3390 | 3% | 3288.3 | DR1900 HACH | Hach
96299 | 18.55 | 5% | 17.62 | UNIVER 3 POWDER PILLOWS PK/100 | Hach
96799 | 28.69 | 5% | 27.26 | DIPHENYLCARBAZONE PP PK/100 | Hach
96800 | 5.09 | 5% | 4.84 | CLIPPER, FOR MEDIUM PWD PLWS | Hach
9707200 | 3.35 | 3% | 3.25 | CABLE, 2 COND 22 AWG W/SHIELD | American Sigma
97549 | 23.89 | 5% | 22.7 | OXALIC ACID RGT, 150G/L 500ML | Hach
97909 | 64.55 | 5% | 61.32 | SULFURIC ACID CONC, ACS 2.5L | Hach
97949 | 34.29 | 5% | 32.58 | SULFURIC ACID CONC, ACS 500ML | Hach
98199 | 19.45 | 5% | 18.48 | DISSOLVED OXYGEN 1 PP PK/100 | Hach
98299 | 19.45 | 5% | 18.48 | DISSOLVED OXYGEN 2 PP PK/100 | Hach
98399 | 41.89 | 5% | 39.8 | BUFFER, CITRATE PWD PLWS PK/100 | Hach
98499 | 28.39 | 5% | 26.97 | SODIUM PERIODATE PP 25ML PK/100 | Hach
98768 | 7.75 | 5% | 7.36 | DISSOLVED OXYGEN 3 PK/25 | Hach
98799 | 28.15 | 5% | 26.74 | DISSOLVED OXYGEN 3 PWD PW PK/100 | Hach
98959 | 2949 | 3% | 2860.53 | REFRIGERATOR ASSY, DRILLED, 115V SST | American Sigma
98959SD | 3999 | 3% | 3879.03 | REFRIGERATOR, DRILLED, 115V, SST, SD | American Sigma
98960 | 4270 | 3% | 4141.9 | REFRIGERATOR ASSY, DRILLED, 230V SST | American Sigma
98960SD | 4270 | 3% | 4141.9 | REFRIGERATOR, DRILLED, 230V, SST, SD | American Sigma
990100 | 50.79 | 3% | 49.27 | COLOR DISC 2-PIECE, WIDE RANGE pH | Hach
990200 | 50.79 | 3% | 49.27 | COLOR DISC 2 PC, CHLORINE-DPD | Hach
992004 | 857 | 5% | 814.15 | PSL SPHERES 2.02UM | Hach
992009 | 857 | 5% | 814.15 | PSL SPHERES 10UM | Hach
992010 | 857 | 5% | 814.15 | PSL SPHERES 15.0UM | Hach
992019 | 857 | 5% | 814.15 | PSL SPHERES 5.0UM | Hach
99949 | 21.39 | 5% | 20.32 | WASH WATER BUFFER SOLN, 500ML | Hach
9H1132 | 175 | 3% | 169.75 | CLAMP,HINGED,304 S.S.,2" | GLI
9H1327 | 29.95 | 3% | 29.05 | GASKET, EPDM, 2" | GLI
9H1381 | 22.45 | 3% | 21.78 | GASKET,EPDM 1 1/2" | GLI
9H1382 | 145 | 3% | 140.65 | CLAMP,HINGED,304SS,1 1/2 | GLI
9P2104-108 | 167 | 3% | 161.99 | TEE,RED KYNAR SCH.80 THD | GLI
A1100-S00 | 4340 | 3% | 4209.8 | dg EC O2 SENSOR | Orbisphere
A1100-S00T | 3410 | 3% | 3307.7 | OXYGEN SENSOR FOR 6110 | Orbisphere
A1100-S0S | 4958 | 3% | 4809.26 | E-CHEM DO SENSOR, SS BODY | Orbisphere
A110E-HKS | 5263 | 3% | 5105.11 | A1100 O2 SENSORS, ATEX, HASTELLOY, KALREZ | Orbisphere
A110E-HVS | 4968 | 3% | 4818.96 | A1100 O2 SENSOR ATEX, HASTELLOY, VITON | Orbisphere
A110E-SKS | 4823 | 3% | 4678.31 | A1100 O2 SENSOR, ATEX, SS, KALREZ | Orbisphere
A110E-SVS | 4546 | 3% | 4409.62 | dg A1100 O2 SENSOR, ATEX, SS, VITON | Orbisphere
A24209 | 666 | 3% | 646.02 | QUARTZ POUR THRU CELL 1CM SQR | Hach
A94L136 | 127 | 3% | 123.19 | CL136 CABLE S7/COAX | Hach
A94L214 | 87.15 | 3% | 84.54 | Electrode Cable,S7/COAX 2M/BNC | Hach
A95A126 | 164 | 3% | 159.08 | CABLE, BNC/1m/BNC WITH BNC f/f | Hach
A95A127 | 47.85 | 3% | 46.41 | Cable, Banana-m/1m/Banana-f | Hach
A95A128 | 50.99 | 3% | 49.46 | CABLE, CINCH-f/1m/CINCH-m | Hach
A95A202 | 236 | 3% | 228.92 | SERIAL CABLE/TIM900-SAC 9-25 | Hach
A95A205 | 192 | 3% | 186.24 | CABLE/TIM900-ABU900 | Hach
A95A511 | 127 | 3% | 123.19 | CABLE MAB-5M/1.00m/MAB-5M | Hach
A95R503 | 95.75 | 3% | 92.88 | Cable BNC/1M/2B | Hach
AC34-01 | 55.5 | 3% | 53.84 | AC Adapter 110v Fits Model IQ140, IQ150 and Model 240 pH Meter | IQ Products
AC35-01 | 56.59 | 3% | 54.89 | AC Adapter 220v 50HZ (UK Three Prong) Fits Model IQ150 and IQ240 pH Meters | IQ Products
AC4A2A0N | 2642 | 3% | 2562.74 | KTO: Accu4 W/T53 CONTR., 50HZ, 0-50PSI | GLI
AC58-01 | 56.59 | 3% | 54.89 | AC Adapter 220v 50hz (Europe Two Prong) Fits Model IQ150 and IQ240 pH Meter | IQ Products
AHA033NPT | 139 | 3% | 134.83 | si PROBE ADAPTER STRAIGHT 1 1/2FNPT | Hach
AHA034NPT | 139 | 3% | 134.83 | si PROBE ADAPTER ELBOW 1 1/2FNPT | Hach
AHA045 | 96.45 | 3% | 93.56 | Adapter probe 90░ elbow | Hach
AHA045NPT | 139 | 3% | 134.83 | PROBE ADAPTER 90░ ELBOW, 1 1/2 FNPT | Hach
ALB-100C | 640 | 5% | 608 | ACCULIGHT BASIC TEST KIT, 100 TESTS | Hach
AND919 | 31.75 | 5% | 30.16 | 25 DILUTION REFILL KIT | Hach
AND923 | 4.25 | 3% | 4.12 | SODIUM HYDROXIDE NEUTRALIZATION SOLN, 0.1% (W/W), | Hach
AP0001.AT1102 | 586 | 3% | 568.42 | pH/Alkalinity in water application pack | Hach
AP0002.AT1102 | 920 | 3% | 892.4 | pH/Alkalinity/Conductivity in water application pack | Hach
AP0003.AT1112 | 1293 | 3% | 1254.21 | Ca & Mg Hardness (ISE) in water application pack | Hach
AP0004.AT1112 | 2657 | 3% | 2577.29 | Total Hardness (Color) in water application pack | Hach
AP0005.AT1222 | 1808 | 3% | 1753.76 | pH/Alkalinity/Hardness (ISE) in water application pack | Hach
AP0006.AT1102 | 1697 | 3% | 1646.09 | FOS/TAK (BIOGAS) application pack | Hach
AP0007.AT1122 | 697 | 3% | 676.09 | Free & Total Chlorine, Chlorine Dioxide, Sulfite (AutoCAT) application pack | Hach
AP0008.AT1102 | 778 | 3% | 754.66 | pH, Total Acidity in Food & Beverage application pack | Hach
AP0009.AT1112 | 596 | 3% | 578.12 | Chlorides in water application pack | Hach
AP0010.AT1112 | 596 | 3% | 578.12 | Salt in food products application pack | Hach
AP0011.AT1222 | 1324 | 3% | 1284.28 | H, Total Acidity & Chlorides in Food & Beverage application pack | Hach
AP0012.AT1122 | 697 | 3% | 676.09 | Free & Total SO2 in wine application pack | Hach
AP0013.AT1222 | 1435 | 3% | 1391.95 | pH, Total Acidity, Free & Total SO2 in wine application pack | Hach
AP0014.KF1121 | 768 | 3% | 744.96 | ee Moisture Content (Karl Fischer) application pack | Hach
AP0015.AT1102 | 1172 | 3% | 1136.84 | TAN (Total Acid Number) in Petrochem application pack | Hach
AP0016.AT1102 | 1101 | 3% | 1067.97 | TBN (Total Base Number) in Petrochem application pack | Hach
AP0017.AT1112 | 596 | 3% | 578.12 | R-SH (Thiol) in Petrochem application pack | Hach
AP0018.AT1102 | 677 | 3% | 656.69 | Br2/I2 index in Petrochem application pack | Hach
AP0019.AT1112 | 940 | 3% | 911.8 | Generic RedOx Titration i=0 application pack | Hach
AP0020.AT1112 | 920 | 3% | 892.4 | Generic RedOx Titration i>0 application pack | Hach
AP0021.AT1102 | 778 | 3% | 754.66 | Generic Acid Base Titration application pack | Hach
AP0024.AT1112 | 1879 | 3% | 1822.63 | Generic Complexometric Titration ISECu application pack | Hach
APS22891040 | 97.89 | 5% | 93 | DESSICANT, DRIERITE WIND 5LBS | Hach
AQ14004/09 | 3194 | 3% | 3098.18 | OPTIMA FLOW MONITOR (LOGG | GLI
AS1000.82.12150 | 5900 | 3% | 5723 | Sampler TitraLab AT1000 series, 12 beakers, 50 & 150 mL | Hach
AS1000.82.20090 | 5900 | 3% | 5723 | Sampler TitraLab AT1000 series, 20 beakers, 90 mL | Hach
AS1000.82.30050 | 5900 | 3% | 5723 | Sampler TitraLab AT1000 series, 30 beakers, 50 mL | Hach
AS1000.97.12150 | 5900 | 3% | 5723 | ee Sampler TitraLab AT1000 series, 12 beakers, 50 & 150 mL | Hach
AS1000.97.20090 | 5900 | 3% | 5723 | Sampler TitraLab AT1000 series, 20 beakers, 90 mL | Hach
AS1000.97.30050 | 5900 | 3% | 5723 | Sampler TitraLab AT1000 series, 30 beakers, 50 mL | Hach
AS1000.98.12150 | 5900 | 3% | 5723 | Sampler TitraLab AT1000 series, 12 beakers, 50 & 150 mL | Hach
AS1000.98.20090 | 5900 | 3% | 5723 | Sampler TitraLab AT1000 series, 20 beakers, 90 mL | Hach
AS1000.98.30050 | 5900 | 3% | 5723 | Sampler TitraLab AT1000 series, 30 beakers, 50 mL | Hach
ASA.CSRX | 5919 | 3% | 5741.43 | ee AS950 CONTROLLER ONLY, AWRS, SENS, RAIN | American Sigma
ASA.CSRX1131XX | 10231 | 3% | 9924.07 | AS950 AWRS, SENS, RAIN, 115V, 4-2.5GAL POLY | American Sigma
ASA.CSRX1X11XX | 9438 | 3% | 9154.86 | AS950 AWRS, SENS, RAIN, 115V, 5.5GAL POLY | American Sigma
ASA.CSRX1X21XX | 9443 | 3% | 9159.71 | AS950 AWRS, 115V, SENS, RAIN, 2.5GAL POLY | American Sigma
ASA.CSRX1X31XX | 9922 | 3% | 9624.34 | AS950 AWRS, SENS, RAIN, 115V, 4-2.5GAL POLY | American Sigma
ASA.CSRX1X41XX | 9839 | 3% | 9543.83 | AS950 AWRS, SENS, RAIN, 115V, 24-1L POLY | American Sigma
ASA.CSRX21 | 9689 | 3% | 9398.33 | MTO: AS950 AWRS 115V,W/HTR,SENS,RAIN,AC BACKUP | American Sigma
ASA.CSRX2111XX | 10166 | 3% | 9861.02 | AS950 AWRS, 115V W/HTR, SENS, RAIN, 5.5GAL POLY | American Sigma
ASA.CSRX21XX1X | 11807 | 3% | 11452.79 | AS950 AWRS, 115V W/HTR, SENS, RAIN, AV | American Sigma
ASA.CSRX2X1153 | 11989 | 3% | 11629.33 | AS950 AWRS, SENS, RAIN, 115V, 5.5 GAL POLY, U/SD, PH | American Sigma
ASA.CSRX2X11XX | 9570 | 3% | 9282.9 | AS950 AWRS, SENS,RAIN,115V W/HTR,5.5GAL POLY | American Sigma
ASA.CSRX2X21XX | 9314 | 3% | 9034.58 | AS950 AWRS W/HTR, SENS, RAIN, 115V, 2.5GAL POLY | American Sigma
ASA.CSRX2X31XX | 10053 | 3% | 9751.41 | AS950 AWRS,SENS,RAIN,115V W/HTR,4-2.5GAL POLY | American Sigma
ASA.CSRX2X413X | 11243 | 3% | 10905.71 | AS950 AWRS, 115V W/HTR, SENS, RAIN, 24-1L GAL POLY, PH | American Sigma
ASA.CSRX2X41XX | 9971 | 3% | 9671.87 | AS950 AWRS, SENS, RAIN,115V W/HTR,24-1L POLY | American Sigma
ASA.CSRX3X11XX | 10142 | 3% | 9837.74 | AS950 AWRS, SENS, RAIN, 230V, 5.5GAL POLY | American Sigma
ASA.CSRX3X31XX | 10625 | 3% | 10306.25 | AS950 AWRS, SENS, RAIN, 230V, 4-2.5GAL POLY | American Sigma
ASA.CSRX3X41XX | 10543 | 3% | 10226.71 | AS950 AWRS, SENS, RAIN, 230V, 24-1L POLY | American Sigma
ASA.CSRX41 | 10700 | 3% | 10379 | MTO: AS950 AWRS 230V,W/HTR,SENS,RAIN,AC BACKUP | American Sigma
ASA.CSRX4X11XX | 10577 | 3% | 10259.69 | AS950 AWRS, SENS,RAIN,230V W/HTR,5.5GAL POLY | American Sigma
ASA.CSRX4X31XX | 11060 | 3% | 10728.2 | AS950 AWRS,SENS,RAIN,230V W/HTR,4-2.5GAL POLY | American Sigma
ASA.CSRX4X414X | 11916 | 3% | 11558.52 | AS950 AWRS W/HTR, SENS, RAIN, 230V, 24-1L POLY, PH | American Sigma
ASA.CSRX4X41XX | 10977 | 3% | 10647.69 | AS950 AWRS, SENS, RAIN,230V W/HTR,24-1L POLY | American Sigma
ASA.CSXX | 5636 | 3% | 5466.92 | ee AS950 CONTROLLER ONLY, AWRS, W/SENSORS | American Sigma
ASA.CSXX11311X | 12018.4 | 3% | 11657.85 | AS950 AWRS, SENS, 115V, AC BACKUP,4-2.5GAL POLY,AV | American Sigma
ASA.CSXX1X1123 | 12648 | 3% | 12268.56 | AS950 AWRS, SENS, 115V, 5.5GAL POLY,AV,PH | American Sigma
ASA.CSXX1X112X | 11375 | 3% | 11033.75 | AS950 AWRS, SENS, 115V, 5.5GAL POLY,AV | American Sigma
ASA.CSXX1X113X | 10428 | 3% | 10115.16 | AS950 AWRS, SENS, 115V, 5.5GAL POLY,PH | American Sigma
ASA.CSXX1X11XX | 9156 | 3% | 8881.32 | AS950 AWRS, SENS, 115V, 5.5GAL POLY | American Sigma
ASA.CSXX1X213X | 10375 | 3% | 10063.75 | AS950 AWRS, 115V, SENS, 2.5GAL POLY, PH | American Sigma
ASA.CSXX1X3123 | 13131 | 3% | 12737.07 | AS950 AWRS, SENS, 115V, 4-2.5GAL POLY,AV,PH | American Sigma
ASA.CSXX1X312X | 11858 | 3% | 11502.26 | AS950 AWRS, SENS, 115V, 4-2.5GAL POLY,AV | American Sigma
ASA.CSXX1X313X | 10912 | 3% | 10584.64 | AS950 AWRS, SENS, 115V, 4-2.5GAL POLY,PH | American Sigma
ASA.CSXX1X31XX | 9639 | 3% | 9349.83 | AS950 AWRS, SENS, 115V, 4-2.5GAL POLY | American Sigma
ASA.CSXX1X4113 | 12947 | 3% | 12558.59 | AS950 AWRS, SENS, 24 1L POLY, AV, PH | American Sigma
ASA.CSXX1X4123 | 13049 | 3% | 12657.53 | AS950 AWRS, SENS, 115V, 24-1L POLY,AV,PH | American Sigma
ASA.CSXX1X412X | 11776 | 3% | 11422.72 | AS950 AWRS, SENS, 115V, 24-1L POLY,AV | American Sigma
ASA.CSXX1X413X | 10829 | 3% | 10504.13 | AS950 AWRS, SENS, 115V, 24-1L POLY,PH | American Sigma
ASA.CSXX1X41XX | 9557 | 3% | 9270.29 | AS950 AWRS, SENS, 115V, 24-1L POLY | American Sigma
ASA.CSXX1X42XX | 9806 | 3% | 9511.82 | AS950 AWRS, SENS, 115V, 24-1L POLY | American Sigma
ASA.CSXX1XA123 | 12628 | 3% | 12249.16 | AS950 AWRS, 115V, SENS, 2-2.5GAL POLY, AV, PH | American Sigma
ASA.CSXX21115X | 11046 | 3% | 10714.62 | AS950 AWRS, 115V W/HTR, SENS, 5.5GAL POLY, U/SD | American Sigma
ASA.CSXX21116X | 11313 | 3% | 10973.61 | AS950 AWRS, 115V W/HTR, SENS, 5.5GAL POLY, U/SSD | American Sigma
ASA.CSXX21117X | 11152 | 3% | 10817.44 | AS950 AWRS, 115V W/HTR, SENS, 5.5GAL POLY, U/SI | American Sigma
ASA.CSXX2111XX | 9889 | 3% | 9592.33 | AS950 AWRS W/HTR, NC, 115V, 5.5GAL POLY | American Sigma
ASA.CSXX21123X | 11095 | 3% | 10762.15 | AS950 AWRS W/HTR, SENS, 115V, 5.5GAL POLY, PH | American Sigma
ASA.CSXX21413X | 11242 | 3% | 10904.74 | AS950 AWRS W/HTR, 115V, SENS, 24-1L POLY, PH | American Sigma
ASA.CSXX2X1123 | 12779 | 3% | 12395.63 | AS950 AWRS, SENS,115V W/HTR,5.5GAL POLY,AV,PH | American Sigma
ASA.CSXX2X112X | 11507 | 3% | 11161.79 | AS950 AWRS, SENS, 115V W/HTR,5.5GAL POLY,AV | American Sigma
ASA.CSXX2X113X | 10560 | 3% | 10243.2 | AS950 AWRS, SENS, 115V W/HTR,5.5GAL POLY,PH | American Sigma
ASA.CSXX2X1153 | 11703 | 3% | 11351.91 | AS950 AWRS,115V W/HTR, SENS, 5.5GAL POLY, U/SD, PH | American Sigma
ASA.CSXX2X11XX | 9287 | 3% | 9008.39 | AS950 AWRS, SENS, 115V W/HTR,5.5GAL POLY | American Sigma
ASA.CSXX2X3123 | 13263 | 3% | 12865.11 | AS950 AWRS,SENS,115V W/HTR,4-2.5GL POLY,AV,PH | American Sigma
ASA.CSXX2X312X | 11990 | 3% | 11630.3 | AS950 AWRS, SENS, 115V W/HTR,4-2.5GAL POLY,AV | American Sigma
ASA.CSXX2X313X | 11043 | 3% | 10711.71 | AS950 AWRS, SENS, 115V W/HTR,4-2.5GAL POLY,PH | American Sigma
ASA.CSXX2X31XX | 9770 | 3% | 9476.9 | AS950 AWRS, SENS,115V W/HTR,4-2.5GAL POLY | American Sigma
ASA.CSXX2X4123 | 13180 | 3% | 12784.6 | AS950 AWRS, SENS, 115V W/HTR,24-1L POLY,AV,PH | American Sigma
ASA.CSXX2X412X | 11908 | 3% | 11550.76 | AS950 AWRS, SENS, 115V W/HTR,24-1L POLY,AV | American Sigma
ASA.CSXX2X413X | 10961 | 3% | 10632.17 | AS950 AWRS, SENS, 115V W/HTR,24-1L POLY,PH | American Sigma
ASA.CSXX2X415X | 10850 | 3% | 10524.5 | AS950 AWRS, 115V W/HTR, 24 1L POLY, U/SD | American Sigma
ASA.CSXX2X41XX | 9688 | 3% | 9397.36 | AS950 AWRS, SENS, 115V W/HTR,24-1L POLY | American Sigma
ASA.CSXX31 | 9956 | 3% | 9657.32 | MTO: AS950 AWRS 230V,W/HTR,SENS,AC BACKUP | American Sigma
ASA.CSXX3X1123 | 13351 | 3% | 12950.47 | AS950 AWRS, SENS, 230V, 5.5GAL POLY,AV,PH | American Sigma
ASA.CSXX3X112X | 12078 | 3% | 11715.66 | AS950 AWRS, SENS, 230V, 5.5GAL POLY AV | American Sigma
ASA.CSXX3X113X | 11132 | 3% | 10798.04 | AS950 AWRS, SENS, 230V, 5.5GAL POLY,PH | American Sigma
ASA.CSXX3X11XX | 9859 | 3% | 9563.23 | AS950 AWRS, SENS, 230V, 5.5GAL POLY | American Sigma
ASA.CSXX3X3123 | 13834 | 3% | 13418.98 | AS950 AWRS, SENS, 230V, 4-2.5GAL POLY,AV,PH | American Sigma
ASA.CSXX3X312X | 12561 | 3% | 12184.17 | AS950 AWRS, SENS, 230V, 4-2.5GAL POLY,AV | American Sigma
ASA.CSXX3X313X | 11615 | 3% | 11266.55 | AS950 AWRS, SENS, 230V, 4-2.5GAL POLY,PH | American Sigma
ASA.CSXX3X31XX | 10342 | 3% | 10031.74 | AS950 AWRS, SENS, 230V, 4-2.5GAL POLY | American Sigma
ASA.CSXX3X4113 | 13650 | 3% | 13240.5 | AS950 AWRS, 230V, SENS, 24-1L POLY, AV, PH | American Sigma
ASA.CSXX3X4123 | 13752 | 3% | 13339.44 | AS950 AWRS, SENS, 230V, 24-1L POLY,AV,PH | American Sigma
ASA.CSXX3X412X | 12479 | 3% | 12104.63 | AS950 AWRS, SENS, 230V, 24-1L POLY,AV | American Sigma
ASA.CSXX3X413X | 11532 | 3% | 11186.04 | AS950 AWRS, SENS, 230V, 24-1L POLY,PH | American Sigma
ASA.CSXX3X41XX | 10260 | 3% | 9952.2 | AS950 AWRS, SENS, 230V, 24-1L POLY | American Sigma
ASA.CSXX4151XX | 11444 | 3% | 11100.68 | AS950 AWRS, 230V W/HTR, SENS, 24-350ML GLASS | American Sigma
ASA.CSXX4X1123 | 13786 | 3% | 13372.42 | AS950 AWRS,SENS,230V W/HTR,5.5GAL POLY,AV,PH | American Sigma
ASA.CSXX4X112X | 12513 | 3% | 12137.61 | AS950 AWRS, SENS, 230V W/HTR,5.5GAL POLY,AV | American Sigma
ASA.CSXX4X113X | 11566 | 3% | 11219.02 | AS950 AWRS, SENS, 230V W/HTR,5.5GAL POLY,PH | American Sigma
ASA.CSXX4X11XX | 10294 | 3% | 9985.18 | AS950 AWRS, SENS, 230V W/HTR,5.5GAL POLY | American Sigma
ASA.CSXX4X3123 | 14269 | 3% | 13840.93 | AS950 AWRS,SENS,230V W/HTR,4-2.5GL POLY,AV,PH | American Sigma
ASA.CSXX4X312X | 12996 | 3% | 12606.12 | AS950 AWRS, SENS, 230V W/HTR,4-2.5GAL POLY,AV | American Sigma
ASA.CSXX4X313X | 12050 | 3% | 11688.5 | AS950 AWRS, SENS, 230V W/HTR,4-2.5GAL POLY,PH | American Sigma
ASA.CSXX4X31XX | 10777 | 3% | 10453.69 | AS950 AWRS, SENS, 230V W/HTR,4-2.5GAL POLY | American Sigma
ASA.CSXX4X4123 | 14187 | 3% | 13761.39 | AS950 AWRS,SENS, 230V W/HTR,24-1L POLY,AV,PH | American Sigma
ASA.CSXX4X412X | 12914 | 3% | 12526.58 | AS950 AWRS, SENS, 230V W/HTR,24-1L POLY,AV | American Sigma
ASA.CSXX4X413X | 11967 | 3% | 11607.99 | AS950 AWRS, SENS, 230VW/HTR,24-1L POLY,PH | American Sigma
ASA.CSXX4X41XX | 10695 | 3% | 10374.15 | AS950 AWRS, SENS, 230V W/HTR,24-1L POLY | American Sigma
ASA.CSXX4XA14X | 11576 | 3% | 11228.72 | AS950 AWRS W/HTR, SENS, 230V, 2-2.5GAL POLY, PH | American Sigma
ASA.CSXX4XX14X | 11216 | 3% | 10879.52 | AS950 AWRS, 230V W/HTR, SENS, PH | American Sigma
ASA.CXRX | 3380 | 3% | 3278.6 | ee AS950 CONTROLLER ONLY, AWRS, W/RAIN | American Sigma
ASA.CXRX1X11XX | 6711 | 3% | 6509.67 | AS950 AWRS, RAIN, 115V, 5.5GAL POLY | American Sigma
ASA.CXRX1X1XXX | 6802 | 3% | 6597.94 | AS950 AWRS, 115V, RAIN, 5.5GAL POLY | American Sigma
ASA.CXRX2131XX | 7889 | 3% | 7652.33 | AS950 AWRS W/HTR, 115V, RAIN, 4-2.5GAL POLY | American Sigma
ASA.CXRX2X | 6576 | 3% | 6378.72 | MTO: AS950 AWRS 115VAC W/HTR, RAIN | American Sigma
ASA.CXRX3111XX | 8183 | 3% | 7937.51 | AS950 AWRS, RAIN, 230V, 5.5 GAL POLY | American Sigma
ASA.CXRX3141XX | 8563 | 3% | 8306.11 | AS950 AWRS, 230V, RAIN, 24-1L POLY | American Sigma
ASA.CXRX3X41XX | 7785.4 | 3% | 7551.84 | AS950 AWRS 230VAC W/RAIN, 24-1L POLY | American Sigma
ASA.CXRX4141XX | 8788 | 3% | 8524.36 | AS950 AWRS, 230V W/HTR, NC, 24-1L POLY | American Sigma
ASA.CXRX4142XX | 9031 | 3% | 8760.07 | AS950 AWRS, 230V W/HTR, NC, 24-1L POLY | American Sigma
ASA.CXRX4X11XX | 8061 | 3% | 7819.17 | AS950 AWRS, 230V W/HTR, RAIN, 5.5GAL POLY | American Sigma
ASA.CXRX4X41XX | 8441 | 3% | 8187.77 | AS950 AWRS, 230V W/HTR, 2.5GAL POLY | American Sigma
ASA.CXRX4XX1XX | 7498 | 3% | 7273.06 | AS950 AWRS W/HTR, RAIN, 230V | American Sigma
ASA.CXXX | 3097 | 3% | 3004.09 | ee AS950 CONTROLLER ONLY, AWRS, BASIC | American Sigma
ASA.CXXX11 | 6766 | 3% | 6563.02 | MTO: AS950 AWRS 115VAC W/AC BACKUP | American Sigma
ASA.CXXX1111XX | 7016 | 3% | 6805.52 | AS950 AWRS, 115V, 5.5GAL POLY | American Sigma
ASA.CXXX1121XX | 7153 | 3% | 6938.41 | AS950 AWRS, 115V, SENS, 2.5GAL POLY | American Sigma
ASA.CXXX1141XX | 7406 | 3% | 7183.82 | AS950 AWRS,115V, 24-1L POLY | American Sigma
ASA.CXXX11A1XX | 7561 | 3% | 7334.17 | AS950 AWRS, 115V, 2-2.5GAL POLY | American Sigma
ASA.CXXX11X1XX | 6916 | 3% | 6708.52 | AS950 AWRS, 115V | American Sigma
ASA.CXXX1X | 6139 | 3% | 5954.83 | MTO: AS950 AWRS 115VAC | American Sigma
ASA.CXXX1X11XX | 6617 | 3% | 6418.49 | AS950 AWRS, 115V, 5.5GAL POLY | American Sigma
ASA.CXXX1X1XXX | 6292 | 3% | 6103.24 | AS950 AWRS,115V, 5.5GAL POLY | American Sigma
ASA.CXXX1X21XX | 6622 | 3% | 6423.34 | AS950 AWRS, 115v, 2.5GAL POLY | American Sigma
ASA.CXXX1X2XXX | 6297 | 3% | 6108.09 | AS950 AWRS, 115V, 2.5GAL POLY | American Sigma
ASA.CXXX1X31XX | 7100 | 3% | 6887 | AS950 AWRS, 115V, 4-2.5GAL POLY | American Sigma
ASA.CXXX1X41XX | 7018 | 3% | 6807.46 | AS950 AWRS, 115V, 24-1L POLY | American Sigma
ASA.CXXX1X42XX | 7266 | 3% | 7048.02 | AS950 AWRS, 115V, 24-1L POLY | American Sigma
ASA.CXXX1X51XX | 7093 | 3% | 6880.21 | AS950 AWRS, 115V, 24-350ML GLASS | American Sigma
ASA.CXXX1XA1XX | 6981 | 3% | 6771.57 | AS950 AWRS, 115V, 2-2.5GAL POLY | American Sigma
ASA.CXXX1XX1XX | 6287 | 3% | 6098.39 | AS950 AWRS, 115V | American Sigma
ASA.CXXX21 | 6680 | 3% | 6479.6 | MTO: AS950 AWRS 115V,W/HTR,AC BACKUP | American Sigma
ASA.CXXX2111XX | 7344 | 3% | 7123.68 | AS950 AWRS, 115V W/HTR, 5.5GAL POLY | American Sigma
ASA.CXXX2121XX | 7149.4 | 3% | 6934.92 | AS950 AWRS, 115V W/HTR, 2.5GAL POLY | American Sigma
ASA.CXXX2122XX | 7493 | 3% | 7268.21 | AS950 AWRS, 115V W/HTR, 2.5GAL POLY | American Sigma
ASA.CXXX2131XX | 7614 | 3% | 7385.58 | AS950 AWRS W/HTR, 115V, 4-2.5GAL POLY | American Sigma
ASA.CXXX2141XX | 7745 | 3% | 7512.65 | AS950 AWRS, 115V W/HTR, 24 1L POLY | American Sigma
ASA.CXXX21A1XX | 7679 | 3% | 7448.63 | AS950 AWRS 115V W/HTR, 2-2.5GAL POLY | American Sigma
ASA.CXXX2X | 6271 | 3% | 6082.87 | MTO: AS950 AWRS 115VAC W/HEATER | American Sigma
ASA.CXXX2X11XX | 6748 | 3% | 6545.56 | AS950 AWRS, 115V W/HTR,5.5GAL POLY | American Sigma
ASA.CXXX2X1XXX | 6620 | 3% | 6421.4 | AS950 AWRS, 115V W/HTR, 5.5GAL POLY | American Sigma
ASA.CXXX2X21XX | 6753 | 3% | 6550.41 | AS950 AWRS,115V W/HTR, 2.5GAL POLY | American Sigma
ASA.CXXX2X22XX | 6812 | 3% | 6607.64 | AS950 AWRS, 115V W/HTR, 2.5GAL POLY | American Sigma
ASA.CXXX2X31XX | 7231 | 3% | 7014.07 | AS950 AWRS, 115V W/HTR,4-2.5GAL POLY | American Sigma
ASA.CXXX2X41XX | 7149 | 3% | 6934.53 | AS950 AWRS, 115V W/HTR,24-1L POLY | American Sigma
ASA.CXXX2XA1XX | 6889 | 3% | 6682.33 | AS950 AWRS W/HTR, 115V, 2-2.5GAL POLY | American Sigma
ASA.CXXX2XX1XX | 6419 | 3% | 6226.43 | AS950 AWRS W/HTR, 115V | American Sigma
ASA.CXXX31 | 7417 | 3% | 7194.49 | MTO: AS950 AWRS 230V,W/HTR,AC BACKUP | American Sigma
ASA.CXXX3111XX | 7897 | 3% | 7660.09 | AS950 AWRS, 230V, 5.5 GAL POLY | American Sigma
ASA.CXXX3141XX | 8277 | 3% | 8028.69 | AS950 AWRS, 230V, 24-1L POLY | American Sigma
ASA.CXXX3X | 6837 | 3% | 6631.89 | MTO: AS950 AWRS 230VAC | American Sigma
ASA.CXXX3X11XX | 7320 | 3% | 7100.4 | AS950 AWRS, 230V, 5.5GAL POLY | American Sigma
ASA.CXXX3X31XX | 7803 | 3% | 7568.91 | AS950 AWRS, 230V, 4-2.5GAL POLY | American Sigma
ASA.CXXX3X41XX | 7721 | 3% | 7489.37 | AS950 AWRS, 230V, 24-1L POLY | American Sigma
ASA.CXXX4141XX | 8513 | 3% | 8257.61 | AS950 AWRS W/HTR, 230V, 24-1L POLY | American Sigma
ASA.CXXX4151XX | 8905 | 3% | 8637.85 | AS950 AWRS, 230V W/HTR, 24-350ML GLASS | American Sigma
ASA.CXXX41X1XX | 8025 | 3% | 7784.25 | AS950 AWRS, 230V W/HTR | American Sigma
ASA.CXXX4X11XX | 7755 | 3% | 7522.35 | AS950 AWRS, 230V W/HTR,5.5GAL POLY | American Sigma
ASA.CXXX4X21XX | 7759 | 3% | 7526.23 | AS950 AWRS W/HTR, 230V, 2.5GAL POLY | American Sigma
ASA.CXXX4X31XX | 8238 | 3% | 7990.86 | AS950 AWRS, 230V W/HTR,4-2.5GAL POLY | American Sigma
ASA.CXXX4X32XX | 8256 | 3% | 8008.32 | AS950 AWRS, 230V W/HTR, 4-2.5GAL POLY | American Sigma
ASA.CXXX4X41XX | 8155 | 3% | 7910.35 | AS950 AWRS, 230V W/HTR,24-1L POLY | American Sigma
ASA.CXXX4X42XX | 8405 | 3% | 8152.85 | AS950 AWRS, 230V W/HTR, 24 1L POLY | American Sigma
ASA.CXXX4X51XX | 8325 | 3% | 8075.25 | AS950 AWRS, 230V W/HTR, 24-350ML GLASS | American Sigma
ASA.CXXX4X52XX | 8562 | 3% | 8305.14 | AS950 AWRS W/HTR, 230V, 24-350ML GLASS | American Sigma
ASA.CXXX4X91XX | 8145 | 3% | 7900.65 | AS950 AWRS, 230V W/HTR, 12-2L POLY | American Sigma
ASA.CXXX4XX1XX | 7425 | 3% | 7202.25 | AS950 AWRS, 230V W/HTR | American Sigma
ASA.NSRX | 5971 | 3% | 5791.87 | ee AS950 CONTROLLER ONLY, AWRS,NC,SENS,RAIN | American Sigma
ASA.NSRX21916X | 11988 | 3% | 11628.36 | AS950 AWRS, NC, SENS, RAIN, 115V, 12-2L POLY, U/S SD | American Sigma
ASA.NSRX4X415X | 12140 | 3% | 11775.8 | AS950 AWRS, 230V W/HTR, SENS, RAIN, NC, 24-1L POLY, U/SD | American Sigma
ASA.NSRX4X416X | 12407 | 3% | 12034.79 | AS950 AWRS, 230V W/HTR, SENS, RAIN, NC, 24-1L POLY, U/SSD | American Sigma
ASA.NSXX | 5688 | 3% | 5517.36 | ee AS950 CONTROLLER ONLY, AWRS,NC,SENS | American Sigma
ASA.NSXX11113X | 11100 | 3% | 10767 | AS950 AWRS, NC, 115V, SENS, 5.5GAL POLY, PH | American Sigma
ASA.NSXX4X416X | 12176 | 3% | 11810.72 | AS950 AWRS, 230V W/HTR, SENS, NC, 24-1L POLY, U/SSD | American Sigma
ASA.NXRX | 3431 | 3% | 3328.07 | ee AS950 CONTROLLER ONLY, AWRS,NC,RAIN | American Sigma
ASA.NXRX21 | 7208 | 3% | 6991.76 | MTO: AS950 AWRS 115V,W/HTR,RAIN,NC,AC BACKUP | American Sigma
ASA.NXRX4141XX | 9073 | 3% | 8800.81 | AS950 AWRS, 230V W/HTR, NC, RAIN, 24-1L POLY | American Sigma
ASA.NXRX4X41XX | 8258 | 3% | 8010.26 | AS950 AWRS, 230V W/HTR, NC, 24-1L POLY | American Sigma
ASA.NXXX | 3149 | 3% | 3054.53 | ee AS950 CONTROLLER ONLY, AWRS,NC, BASIC | American Sigma
ASA.NXXX1X12XX | 4245.52 | 3% | 4118.15 | AS950 AWRS, NC, 115V, 5.5GAL POLY | American Sigma
ASA.NXXX1X21XX | 6625 | 3% | 6426.25 | AS950 AWRS, NC, 115V, 2.5GAL POLY | American Sigma
ASA.NXXX1X2XXX | 6347 | 3% | 6156.59 | AS950 AWRS, NC, 115V, 2.5GAL POLY | American Sigma
ASA.NXXX1X41XX | 7098 | 3% | 6885.06 | AS950 AWRS,115V, NC, 24-1L POLY | American Sigma
ASA.NXXX2X12XX | 6857 | 3% | 6651.29 | AS950 AWRS W/HTR, NC, 115V, 5.5GAL POLY | American Sigma
ASA.NXXX2X1XXX | 6470 | 3% | 6275.9 | AS950 AWRS, 115V W/HTR, NC, 5.5GAL POLY | American Sigma
ASA.NXXX2X22XX | 6965 | 3% | 6756.05 | AS950 AWRS, NC, 115V W/HTR, 2.5GAL POLY | American Sigma
ASA.NXXX2X2XXX | 6579 | 3% | 6381.63 | AS950 AWRS W/HTR, 115V, NC, 2.5GAL POLY | American Sigma
ASA.NXXX2X31XX | 7084 | 3% | 6871.48 | AS950 AWRS W/HTR, NC, 115V, 4-2.5GAL POLY | American Sigma
ASA.NXXX2X41XX | 7202 | 3% | 6985.94 | AS950 AWRS W/HTR, NC, 115V, 24-1L POLY | American Sigma
ASA.NXXX4141XX | 8563 | 3% | 8306.11 | AS950 AWRS W/HTR, NC, 230V, 24-1L POLY | American Sigma
ASA.NXXX4X11XX | 7806 | 3% | 7571.82 | AS950 AWRS, NC, 230V W/HTR, 5.5GAL POLY | American Sigma
ASA.NXXX4X31XX | 8289 | 3% | 8040.33 | AS950 AWRS, NC, 230V W/HTR, 4- 2.5GAL POLY | American Sigma
ASA.NXXX4X41XX | 8207 | 3% | 7960.79 | AS950 AWRS, NC, 230V W/HTR, 24-1L POLY | American Sigma
ASP.CSRX | 5257 | 3% | 5099.29 | ee AS950 CONTROLLER ONLY,PORT,SENS,RAIN | American Sigma
ASP.CSRXC12113 | 9901 | 3% | 9603.97 | AS950 PORT COMP,SENS,RAIN,12V,2.5G POLY,AV,PH | American Sigma
ASP.CSRXC1211X | 8628 | 3% | 8369.16 | AS950 PORT COMP, SENS,RAIN,12V,2.5GAL POLY,AV | American Sigma
ASP.CSRXC1213X | 7783 | 3% | 7549.51 | AS950 PORT COMP, SENS,RAIN,12V,2.5GAL POLY,PH | American Sigma
ASP.CSRXC121XX | 6511 | 3% | 6315.67 | AS950 PORT COMP, SENS, RAIN,12V,2.5GAL POLY | American Sigma
ASP.CSRXC1613X | 8105 | 3% | 7861.85 | AS950 PORT COMP, 12V, SENS, RAIN, 24-575ML POLY, PH | American Sigma
ASP.CSRXC161XX | 6840 | 3% | 6634.8 | AS950 PORT COMP,SENS,RAIN,12V,24-575ML POLY | American Sigma
ASP.CSRXC221XX | 6738 | 3% | 6535.86 | AS950 PORT COMP, SENS, RAIN,115V,2.5GAL POLY | American Sigma
ASP.CSRXC261XX | 7067 | 3% | 6854.99 | AS950 PORT COMP,SENS, RAIN, 115V, 24-575 ML POLY | American Sigma
ASP.CSRXC321XX | 6776 | 3% | 6572.72 | AS950 PORT COMP, SENS,RAIN, 230V,2.5GAL POLY | American Sigma
ASP.CSRXC361XX | 7105 | 3% | 6891.85 | AS950 PORT COMP,SENS,RAIN,230V,24-575ML POLY | American Sigma
ASP.CSRXKX | 5823 | 3% | 5648.31 | MTO: AS950 PORT CENTER & COVER,SENS,RAIN | American Sigma
ASP.CSRXLX | 6360 | 3% | 6169.2 | MTO: AS950 PORT LARGE, SENSORS, RAIN | American Sigma
ASP.CSRXS12113 | 10276 | 3% | 9967.72 | AS950 PORT STD,SENS,RAIN,12V,2.5GL POLY,AV,PH | American Sigma
ASP.CSRXS1211X | 9004 | 3% | 8733.88 | AS950 PORT STD, SENS, RAIN,12V,2.5GAL POLY,AV | American Sigma
ASP.CSRXS1213X | 8159 | 3% | 7914.23 | AS950 PORT STD, SENS, RAIN,12V,2.5GAL POLY,PH | American Sigma
ASP.CSRXS1215X | 7829 | 3% | 7594.13 | AS950 PORT COMP, NC, 120V, 2.5GAL POLY | American Sigma
ASP.CSRXS121XX | 6886 | 3% | 6679.42 | AS950 PORT STD, SENS, RAIN, 12V, 2.5GAL POLY | American Sigma
ASP.CSRXS14113 | 10741 | 3% | 10418.77 | AS950 PORT STD, SENS, RAIN, 12V, 24-1L POLY. AV, PH | American Sigma
ASP.CSRXS1411X | 9468 | 3% | 9183.96 | AS950 PORT STD,SENS, RAIN, 12V, 24-1L POLY, AV | American Sigma
ASP.CSRXS1414X | 8623 | 3% | 8364.31 | AS950 PORT STD, SENS, RAIN, 12V, 24-1L POLY, PH | American Sigma
ASP.CSRXS141XX | 7402 | 3% | 7179.94 | AS950 PORT STD, SENS, RAIN, 12V, 24-1L POLY | American Sigma
ASP.CSRXS1421X | 9453 | 3% | 9169.41 | AS950 PORT STD, SENS,RAIN,12V,24-1L POLY,AV | American Sigma
ASP.CSRXS142XX | 7393 | 3% | 7171.21 | AS950 PORT COMP, 12V, SENS, RAIN, 24-1L POLY | American Sigma
ASP.CSRXS15113 | 10911 | 3% | 10583.67 | AS950 PORT STD, 12V, SENS, RAIN, 24-350ML GLASS, AV, PH | American Sigma
ASP.CSRXS1717X | 8150 | 3% | 7905.5 | AS950 PORT STD, 12V, SENS, RAIN, 4GAL POLY, U/S IP | American Sigma
ASP.CSRXS1815X | 8017 | 3% | 7776.49 | AS950 PORT STD, SENS, RAIN, 12V, 2.5GAL GLASS, U/SD | American Sigma
ASP.CSRXS1X113 | 10039 | 3% | 9737.83 | AS950 PORT STD,SENS, RAIN, 12V, AV, PH | American Sigma
ASP.CSRXS221XX | 7113 | 3% | 6899.61 | AS950 PORT STD, SENS, RAIN, 115V,2.5GAL POLY | American Sigma
ASP.CSRXS241XX | 7629 | 3% | 7400.13 | AS950 PORT STD, SENS, RAIN, 115V, 24-1L POLY | American Sigma
ASP.CSRXS321XX | 7151 | 3% | 6936.47 | AS950 PORT STD, SENS, RAIN, 230V,2.5GAL POLY | American Sigma
ASP.CSRXS341XX | 7667 | 3% | 7436.99 | AS950 PORT STD, SENS, RAIN, 230V, 24-1L POLY | American Sigma
ASP.CSXX | 4974 | 3% | 4824.78 | ee AS950 CONTROLLER ONLY,PORT,W/SENSORS | American Sigma
ASP.CSXXC1 | 5846 | 3% | 5670.62 | MTO: AS950 PORT COMPACT W/12VDC, SENS | American Sigma
ASP.CSXXC12113 | 9618 | 3% | 9329.46 | AS950 PORT COMP, SENS, 12V, 2.5GAL POLY,AV,PH | American Sigma
ASP.CSXXC1211X | 8346 | 3% | 8095.62 | AS950 PORT COMP, SENS, 12V, 2.5GAL POLY,AV | American Sigma
ASP.CSXXC1213X | 7501 | 3% | 7275.97 | AS950 PORT COMP, SENS, 12V, 2.5GAL POLY,PH | American Sigma
ASP.CSXXC1214X | 7296 | 3% | 7077.12 | AS950 PORT COMP, SENS, 12V, 2.5GAL POLY,PH | American Sigma
ASP.CSXXC121XX | 6228 | 3% | 6041.16 | AS950 PORT COMP, SENS, 12V, 2.5GAL POLY | American Sigma
ASP.CSXXC1611X | 8438 | 3% | 8184.86 | AS950 PORT COMP, SENS, 12V, 24-575ML POLY,AV | American Sigma
ASP.CSXXC16146 | 9007 | 3% | 8736.79 | AS950 PORT COMP, 12V, SENS, 24-575ML POLY, PH, U/SSD | American Sigma
ASP.CSXXC1614X | 7616 | 3% | 7387.52 | AS950 PORT COMP, SENS, 12V, 24-575ML POLY,PH | American Sigma
ASP.CSXXC16154 | 8919 | 3% | 8651.43 | AS950 PORT COMP, 12V, SENS, 24-575ML POLY, U/SD, PH | American Sigma
ASP.CSXXC1615X | 7509.33 | 3% | 7284.05 | AS950 PORT COMP, SENS, 12V, 24-575ML POLY, U/SD | American Sigma
ASP.CSXXC161XX | 6557 | 3% | 6360.29 | AS950 PORT COMP, SENS, 12V, 24-575ML POLY | American Sigma
ASP.CSXXC1811X | 8088 | 3% | 7845.36 | AS950 PORT COMP, 12V, SENS, 2.5GAL GLASS, AV | American Sigma
ASP.CSXXC1813X | 7503 | 3% | 7277.91 | AS950 PORT COMP, 12V, SENS, 2.5GAL GLASS, PH | American Sigma
ASP.CSXXC2216X | 7670 | 3% | 7439.9 | AS950 PORT COMP, 120V, SENS, 2.5GAL POLY, U/SDU | American Sigma
ASP.CSXXC221XX | 6455 | 3% | 6261.35 | AS950 PORT COMP, SENS,115V, 2.5GAL POLY | American Sigma
ASP.CSXXC32115 | 9773 | 3% | 9479.81 | AS950 PORT COMP, 230V, 2.5GAL POLY, AV, U/SD | American Sigma
ASP.CSXXC3211X | 8376 | 3% | 8124.72 | AS950 PORT COMP, 230V, SENS, 2.5GAL POLY, AV | American Sigma
ASP.CSXXC32141 | 9883 | 3% | 9586.51 | AS950 PORT COMP, 230V, 2.5GAL POLY, PH, AV | American Sigma
ASP.CSXXC3214X | 7554 | 3% | 7327.38 | AS950 PORT COMP, 230V, SENS, 2.5GAL POLY, PH | American Sigma
ASP.CSXXC3215X | 7447 | 3% | 7223.59 | AS950 PORT COMP, 230V, SENS, 2.5GAL POLY, U/SD | American Sigma
ASP.CSXXC3216X | 7707 | 3% | 7475.79 | AS950 PORT COMP, 230V, SENS, 2.5GAL POLY, U/SSD | American Sigma
ASP.CSXXC321XX | 6493 | 3% | 6298.21 | AS950 PORT COMP, SENS, 230V, 2.5GAL POLY | American Sigma
ASP.CSXXC3614X | 8045 | 3% | 7803.65 | AS950 PORT COMP, 230V, SENS, 24-575ML POLY, PH | American Sigma
ASP.CSXXC361XX | 6822 | 3% | 6617.34 | AS950 PORT COMP, SENS,230V,24-575ML POLY | American Sigma
ASP.CSXXCX | 5677 | 3% | 5506.69 | MTO: AS950 PORT COMPACT W/SENSORS | American Sigma
ASP.CSXXCX213X | 7334 | 3% | 7113.98 | AS950 PORT COMP, 2.5GAL POLY, PH | American Sigma
ASP.CSXXCX8X3X | 7184 | 3% | 6968.48 | AS950 PORT COMP, SENS, 2.5 GAL GLASS | American Sigma
ASP.CSXXCXXX3X | 6760 | 3% | 6557.2 | AS950 PORT COMP, SENS, PH | American Sigma
ASP.CSXXKX | 5537 | 3% | 5370.89 | MTO: AS950 PORT CENTER & COVER, SENS | American Sigma
ASP.CSXXS1111X | 8530 | 3% | 8274.1 | AS950 PORT STD, 12V, SENS, 5.5GAL POLY, AV | American Sigma
ASP.CSXXS1113X | 7924 | 3% | 7686.28 | AS950 PORT STD, 12V, 5.5GAL POLY, PH | American Sigma
ASP.CSXXS12113 | 9994 | 3% | 9694.18 | AS950 PORT STD, SENS, 12V, 2.5GAL POLY,AV,PH | American Sigma
ASP.CSXXS1211X | 8721 | 3% | 8459.37 | AS950 PORT STD, SENS, 12V, 2.5GAL POLY,AV | American Sigma
ASP.CSXXS1213X | 7876 | 3% | 7639.72 | AS950 PORT STD, SENS, 12V, 2.5GAL POLY,PH | American Sigma
ASP.CSXXS121XX | 6603 | 3% | 6404.91 | AS950 PORT STD, SENS, 12V, 2.5GAL POLY | American Sigma
ASP.CSXXS12XXX | 6455 | 3% | 6261.35 | AS950 PORT STD, 12V, SENS, 2.5GAL POLY | American Sigma
ASP.CSXXS14113 | 10458 | 3% | 10144.26 | AS950 PORT STD, SENS, 12V, 24-1L POLY, AV, PH | American Sigma
ASP.CSXXS14115 | 10348 | 3% | 10037.56 | AS950 PORT STD, 12V, SENS, 24-1L POLY, AV, U/SD | American Sigma
ASP.CSXXS1411X | 9185 | 3% | 8909.45 | AS950 PORT STD, SENS, 12V, 24-1L POLY. AV | American Sigma
ASP.CSXXS1412X | 9287 | 3% | 9008.39 | AS950 PORT STD, 12V, 24-1L POLY, AV | American Sigma
ASP.CSXXS1413X | 8336 | 3% | 8085.92 | AS950 PORT STD, 12V, SENS, 24 1L POLY, PH | American Sigma
ASP.CSXXS14141 | 10424 | 3% | 10111.28 | AS950 STD PORT, 12V, SENS, 24-1L POLY, PH, AV | American Sigma
ASP.CSXXS14146 | 9504 | 3% | 9218.88 | AS950 PORT STD, 12V, SENS, 24-1L POLY, PH, U/SSD | American Sigma
ASP.CSXXS1414X | 8340 | 3% | 8089.8 | AS950 PORT STD, 12V, 24-1L POLY, PH | American Sigma
ASP.CSXXS1415X | 8204 | 3% | 7957.88 | AS950 STD PORT, SENS, 12V, 24-1L POLY, US/D | American Sigma
ASP.CSXXS1416X | 8497 | 3% | 8242.09 | AS950 PORT STD, 12V, 24-1L POLY, U/SSD | American Sigma
ASP.CSXXS1417X | 8336 | 3% | 8085.92 | AS950 PORT STD, 12V, 24-1L POLY, U/SIP | American Sigma
ASP.CSXXS141XX | 7119 | 3% | 6905.43 | AS950 PORT STD, SENS, 12V, 24-1L POLY | American Sigma
ASP.CSXXS14X5X | 8054 | 3% | 7812.38 | AS950 PORT STD, 10V, SENS, 24-1L POLY, U/SD | American Sigma
ASP.CSXXS151XX | 7243 | 3% | 7025.71 | AS950 PORT STD, 12V, SENS, , 24-350ML GLASS | American Sigma
ASP.CSXXS1711X | 8520 | 3% | 8264.4 | AS950 PORT STD, SENS, 12V, 4.0GAL POLY,AV | American Sigma
ASP.CSXXS1716X | 8071 | 3% | 7828.87 | AS950 PORT STD, SENS, 12V, 4GAL POLY, U/SSD | American Sigma
ASP.CSXXS1717X | 7909 | 3% | 7671.73 | AS950 PORT STD, SENS, 12V, 4.0GAL POLY, U/SI | American Sigma
ASP.CSXXS171XX | 6641 | 3% | 6441.77 | AS950 PORT STD, 12V, 4.0GAL POLY | American Sigma
ASP.CSXXS1721X | 8763 | 3% | 8500.11 | AS950 PORT STD, 12V, SENS, 4GAL POLY, AV | American Sigma
ASP.CSXXS1815X | 7524 | 3% | 7298.28 | AS950 PORT STD, 12V, SENS, 2.5GAL GLASS, U/SD | American Sigma
ASP.CSXXS2211X | 8948 | 3% | 8679.56 | AS950 PORT STD, 115V, 2.5GAL POLY, AV | American Sigma
ASP.CSXXS221XX | 6830 | 3% | 6625.1 | AS950 PORT STD, SENS, 115V, 2.5GAL POLY | American Sigma
ASP.CSXXS241XX | 7346 | 3% | 7125.62 | AS950 PORT STD, SENS, 115V, 24-1L POLY | American Sigma
ASP.CSXXS32114 | 10259 | 3% | 9951.23 | AS950 PORT STD, SENS, 230V, 2.5GAL POLY,AV,PH | American Sigma
ASP.CSXXS32115 | 10148 | 3% | 9843.56 | AS950 PORT STD, 230V, SENS, 2.5GAL POLY, AV, U/SD | American Sigma
ASP.CSXXS321XX | 6868 | 3% | 6661.96 | AS950 PORT STD, SENS, 230V, 2.5GAL POLY | American Sigma
ASP.CSXXS34115 | 10613 | 3% | 10294.61 | AS950 PORT STD, 230V, SENS, 24-1L POLY, AV, U/SD | American Sigma
ASP.CSXXS3411X | 9193 | 3% | 8917.21 | AS950 PORT STD, 230V, SENS, 24-1L POLY, AV | American Sigma
ASP.CSXXS34141 | 10681 | 3% | 10360.57 | AS950 STD PORT, 230V, SENS, 24-1L POLY, PH, AV | American Sigma
ASP.CSXXS341XX | 7385 | 3% | 7163.45 | AS950 PORT STD, SENS, 230V, 24-1L POLY | American Sigma
ASP.CSXXS3717X | 8175 | 3% | 7929.75 | AS950 PORT STD, SENS, 230V, 4.0GAL POLY, U/SI | American Sigma
ASP.CSXXSX411X | 9019 | 3% | 8748.43 | AS950 PORT STD, SENS, 24-1L POLY, AV | American Sigma
ASP.CSXXSX4141 | 10256 | 3% | 9948.32 | AS950 STD PORT, SENS, 24-1L POLY, PH, AV | American Sigma
ASP.CSXXSX416X | 8296 | 3% | 8047.12 | AS950 STD PORT, SENS, 24-1L POLY, U/S SD | American Sigma
ASP.CXRX | 2718 | 3% | 2636.46 | ee AS950 CONTROLLER ONLY, PORT, W/RAIN | American Sigma
ASP.CXRXC12XXX | 3830 | 3% | 3715.1 | AS950 COMP PORT, RAIN, 12V, 2.5GAL POLY | American Sigma
ASP.CXRXK341XX | 4570 | 3% | 4432.9 | AS950 PORT CTR, 230V, RAIN, 24-1L POLY | American Sigma
ASP.CXRXKX | 3284 | 3% | 3185.48 | MTO: AS950 PORT CENTER & COVER,W/RAIN | American Sigma
ASP.CXRXS121XX | 4346 | 3% | 4215.62 | AS950 PORT STD, RAIN, 12V, 2.5GAL POLY | American Sigma
ASP.CXRXS141XX | 4811 | 3% | 4666.67 | AS950 PORT STD, 12V, RAIN, 24-1L POLY | American Sigma
ASP.CXXX | 2435 | 3% | 2361.95 | ee AS950 CONTROLLER ONLY, PORT, BASIC | American Sigma
ASP.CXXXC1 | 3304 | 3% | 3204.88 | MTO: AS950 PORT COMPACT W/12VDC BATT | American Sigma
ASP.CXXXC1214X | 4826 | 3% | 4681.22 | AS950 PORT COMP, 12V, 2.5GAL POLY, PH | American Sigma
ASP.CXXXC121XX | 3689 | 3% | 3578.33 | AS950 PORT COMP, 12V 2.5GAL POLY | American Sigma
ASP.CXXXC1614X | 5146 | 3% | 4991.62 | AS950 PORT COMP, 12V, 24-574ML POLY, PH | American Sigma
ASP.CXXXC161XX | 4018 | 3% | 3897.46 | AS950 PORT COMP, 12V, 24-575ML POLY | American Sigma
ASP.CXXXC181XX | 2713.4 | 3% | 2632 | AS950 PORT COMP, 12V, 2.5GAL GLASS | American Sigma
ASP.CXXXC221XX | 3916 | 3% | 3798.52 | AS950 PORT COMP, 115V, 2.5GAL POLY | American Sigma
ASP.CXXXC261XX | 4245 | 3% | 4117.65 | AS950 PORT COMP, 115V, 24-575ML POLY | American Sigma
ASP.CXXXC28XXX | 3770 | 3% | 3656.9 | AS950 PORT COMP, 120V, 2.5GAL GLASS | American Sigma
ASP.CXXXC321XX | 3954 | 3% | 3835.38 | AS950 PORT COMP, 230V, 2.5GAL POLY | American Sigma
ASP.CXXXC341XX | 3195.4 | 3% | 3099.54 | AS950 PORT COMP, 230V, 24-1L POLY | American Sigma
ASP.CXXXC361XX | 4283 | 3% | 4154.51 | AS950 PORT COMP, 230V, 24-575ML POLY | American Sigma
ASP.CXXXCX | 3137 | 3% | 3042.89 | MTO: AS950 PORT COMPACT | American Sigma
ASP.CXXXCX21XX | 3522 | 3% | 3416.34 | AS950 PORT COMP, 2.5GAL POLY | American Sigma
ASP.CXXXCX61XX | 3851 | 3% | 3735.47 | AS950 PORT STD, 24-575ML POLY | American Sigma
ASP.CXXXKX | 2219 | 3% | 2152.43 | MTO: AS950 PORT CENTER & COVER | American Sigma
ASP.CXXXL1 | 3631 | 3% | 3522.07 | MTO: AS950 PORT LARGE W/12VDC BATT | American Sigma
ASP.CXXXL111XX | 4165 | 3% | 4040.05 | AS950 PORT LG, 12V, 5.5GAL POLY | American Sigma
ASP.CXXXL211XX | 4393 | 3% | 4261.21 | AS950 PORT LRG, 115V, 5.5GAL POLY | American Sigma
ASP.CXXXLX | 3566 | 3% | 3459.02 | MTO: AS950 PORT LARGE | American Sigma
ASP.CXXXLX11XX | 3999 | 3% | 3879.03 | AS950 PORT LG, 5.5GAL POLY | American Sigma
ASP.CXXXS1 | 3579 | 3% | 3471.63 | MTO: AS950 PORT STANDARD W/12VDC BATT | American Sigma
ASP.CXXXS111XX | 4000 | 3% | 3880 | AS950 PORT STD, 12V, 5.5GAL POLY | American Sigma
ASP.CXXXS121XX | 4064 | 3% | 3942.08 | AS950 PORT STD, 12V, 2.5GAL POLY | American Sigma
ASP.CXXXS122XX | 4297 | 3% | 4168.09 | AS950 PORT STD, 12V, 2.5 GAL POLY | American Sigma
ASP.CXXXS141XX | 4580 | 3% | 4442.6 | AS950 PORT STD, 12V, 24-1L POLY | American Sigma
ASP.CXXXS142XX | 4778 | 3% | 4634.66 | AS950 PORT STD, 12V, 24-1L POLY | American Sigma
ASP.CXXXS14XXX | 4380 | 3% | 4248.6 | AS950 PORT STD,12V,24-1L POLY | American Sigma
ASP.CXXXS151XX | 4601 | 3% | 4462.97 | AS950 PORT STD, 12V, 24-350ML GLASS | American Sigma
ASP.CXXXS161XX | 4393 | 3% | 4261.21 | AS950 PORT STD,12V, 24-575 ML POLY | American Sigma
ASP.CXXXS171XX | 4102 | 3% | 3978.94 | AS950 PORT STD, 12V, 4.0GAL POLY | American Sigma
ASP.CXXXS172XX | 4233 | 3% | 4106.01 | AS950 PORT STD, 12V, 4.0GAL POLY | American Sigma
ASP.CXXXS182XX | 4166 | 3% | 4041.02 | AS950 PORT STD, 12V, 2.5GAL GLASS | American Sigma
ASP.CXXXS1X1XX | 3827 | 3% | 3712.19 | AS950 PORT STD, 12V | American Sigma
ASP.CXXXS1X2XX | 4061 | 3% | 3939.17 | AS950 PORT STD, 12V | American Sigma
ASP.CXXXS2 | 3800 | 3% | 3686 | MTO: AS950 PORT STANDARD W/115VAC PS | American Sigma
ASP.CXXXS211XX | 4373 | 3% | 4241.81 | AS950 PORT STD, 120V, 5.5GAL POLY | American Sigma
ASP.CXXXS221XX | 4291 | 3% | 4162.27 | AS950 PORT STD, 115V, 2.5GAL POLY | American Sigma
ASP.CXXXS241XX | 4807 | 3% | 4662.79 | AS950 PORT STD, 115V, 24-1L POLY | American Sigma
ASP.CXXXS24XXX | 4603 | 3% | 4464.91 | AS950 PORT STD, 120V, 24-1L POLY | American Sigma
ASP.CXXXS271XX | 4211 | 3% | 4084.67 | AS950 PORT STD, 120V, 4.0GAL POLY | American Sigma
ASP.CXXXS311XX | 4258 | 3% | 4130.26 | AS950 PORT STD, 230V, 5.5GAL POLY | American Sigma
ASP.CXXXS321XX | 4329 | 3% | 4199.13 | AS950 PORT STD, 230V, 2.5GAL POLY | American Sigma
ASP.CXXXS341XX | 4845 | 3% | 4699.65 | AS950 PORT STD, 230V, 24-1L POLY | American Sigma
ASP.CXXXS351XX | 4859 | 3% | 4713.23 | AS950 PORT STD, 230V, 24-350ML GLASS | American Sigma
ASP.CXXXS371XX | 4367 | 3% | 4235.99 | AS950 PORT STD, 230V, 4.0GAL POLY | American Sigma
ASP.CXXXS3X1XX | 4081 | 3% | 3958.57 | AS950 PORT STD, 230V | American Sigma
ASP.CXXXSX | 3505 | 3% | 3399.85 | MTO: AS950 PORT STANDARD | American Sigma
ASP.CXXXSX41XX | 4362 | 3% | 4231.14 | AS950 PORT STD, 24-1L POLY | American Sigma
ASP.CXXXSX4XXX | 4214 | 3% | 4087.58 | AS950 PORT STD, 24-1L POLY | American Sigma
ASP.CXXXSX71XX | 3935 | 3% | 3816.95 | AS950 PORT STD, 4GAL POLY | American Sigma
ASP.NSRX | 5309 | 3% | 5149.73 | ee AS950 CONTROLLER ONLY, PORT,NC,SENS,RAIN | American Sigma
ASP.NSRXC1 | 6184 | 3% | 5998.48 | MTO: AS950 PORT COMPACT,12V,SENS,RAIN,NC | American Sigma
ASP.NSXX | 5025 | 3% | 4874.25 | ee AS950 CONTROLLER ONLY, PORT, NC,SENS | American Sigma
ASP.NSXXC12113 | 9897 | 3% | 9600.09 | AS950 PORT COMP,NC,SENS,12V,2.5GAL POLY,AV,PH | American Sigma
ASP.NSXXC1211X | 8397 | 3% | 8145.09 | AS950 PORT COMP, NC SENS, 12V, 2.5GAL POLY,AV | American Sigma
ASP.NSXXC1213X | 7552 | 3% | 7325.44 | AS950 PORT COMP, NC, SENS, 12V,2.5GAL POLY,PH | American Sigma
ASP.NSXXC161XX | 6608 | 3% | 6409.76 | AS950 PORT COMP, NC, SENS, 12V,24-575ML POLY | American Sigma
ASP.NSXXC261XX | 6827 | 3% | 6622.19 | AS950 COMP PORT, 120V, NC, SENS, 24-575ML POLY | American Sigma
ASP.NSXXCX6X3X | 7566 | 3% | 7339.02 | AS950 PORT COMP, SENS, NC, 24-575ML POLY, PH | American Sigma
ASP.NSXXS1113X | 5469 | 3% | 5304.93 | AS950 PORT STD, 12V, NC, SENS, , 5.5GAL POLY, PH | American Sigma
ASP.NSXXS12113 | 10145 | 3% | 9840.65 | AS950 PORT STD, NC,SENS,12V,2.5GAL POLY,AV,PH | American Sigma
ASP.NSXXS1211X | 8772 | 3% | 8508.84 | AS950 PORT STD, NC, SENS, 12V, 2.5GAL POLY,AV | American Sigma
ASP.NSXXS1213X | 7927 | 3% | 7689.19 | AS950 PORT STD, NC, SENS, 12V, 2.5GAL POLY,PH | American Sigma
ASP.NSXXS121XX | 6655 | 3% | 6455.35 | AS950 PORT STD, NC, SENS, 12V, 2.5GAL POLY | American Sigma
ASP.NSXXS1414X | 8392 | 3% | 8140.24 | AS950 PORT STD, NC, 12V, 24-1L POLY, PH | American Sigma
ASP.NSXXS141XX | 7171 | 3% | 6955.87 | AS950 PORT STD, NC, SENS, 12Vr, 24-1L POLY | American Sigma
ASP.NSXXS241XX | 7344 | 3% | 7123.68 | AS950 PORT STD, 120V, SENS, 24-1L POLY, PH, AV | American Sigma
ASP.NSXXSX41XX | 6952 | 3% | 6743.44 | AS950 PORT STD,NC, SENS, 12V | American Sigma
ASP.NXRX | 2769 | 3% | 2685.93 | ee AS950 CONTROLLER ONLY, PORT, NC,RAIN | American Sigma
ASP.NXRXS142XX | 5111 | 3% | 4957.67 | AS950 PORT COMP, 12V, NC, RAIN, 24-1L POLY | American Sigma
ASP.NXXX | 2487 | 3% | 2412.39 | ee AS950 CONTROLLER ONLY, PORT,NC,BASIC | American Sigma
ASP.NXXXC121XX | 3740 | 3% | 3627.8 | AS950 PORT COMP, NC, 12V, 2.5GAL POLY | American Sigma
ASP.NXXXC161XX | 4069 | 3% | 3946.93 | AS950 PORT COMP, NC, 12V, 24-575ML POLY | American Sigma
ASP.NXXXC221XX | 3859 | 3% | 3743.23 | AS950 PORT COMP, NC, 120V, 2.5GAL POLY | American Sigma
ASP.NXXXCX21XX | 3476 | 3% | 3371.72 | AS950 PORT COMP, NC, 2.5GAL POLY | American Sigma
ASP.NXXXCX61XX | 3902 | 3% | 3784.94 | AS950 PORT COMP, NC, 24-575ML POLY | American Sigma
ASP.NXXXCX6XXX | 3754 | 3% | 3641.38 | AS950 PORT COMP, NC, 24-575ML POLY | American Sigma
ASP.NXXXKX | 3052 | 3% | 2960.44 | MTO: AS950 PORT CENTER & COVER, NC | American Sigma
ASP.NXXXLX11XX | 3940 | 3% | 3821.8 | AS950 PORT LG, 5.5GAL POLY | American Sigma
ASP.NXXXS121XX | 4115 | 3% | 3991.55 | AS950 PORT STD, NC, 12V, 2.5GAL POLY | American Sigma
ASP.NXXXS122XX | 6728.59 | 3% | 6526.73 | AS950 PORT STD, NC, 12V, 2.5GAL POLY | American Sigma
ASP.NXXXS141XX | 4631 | 3% | 4492.07 | AS950 PORT STD, NC, 12V, 24-1L POLY | American Sigma
ASP.NXXXS171XX | 4040 | 3% | 3918.8 | AS950 PORT STD, NC, 12V, 4.0GAL POLY | American Sigma
ASP.NXXXS221XX | 4224 | 3% | 4097.28 | AS950 PORT STD, NC, 120V, 2.5GAL POLY | American Sigma
ASP.NXXXSX41XX | 4413 | 3% | 4280.61 | AS950 PORT STD, NC, 24-1L POLY | American Sigma
ASR.CSRX | 5469 | 3% | 5304.93 | ee AS950 CONTROLLER ONLY, REF,SENS,RAIN | American Sigma
ASR.CSXX | 5186 | 3% | 5030.42 | ee AS950 CONTROLLER ONLY, REF,W/SENSORS | American Sigma
ASR.CSXX11223X | 9384 | 3% | 9102.48 | AS950 FRIG, 115V, SENS, 2.5GAL POLY, PH | American Sigma
ASR.CSXX1X111X | 7308 | 3% | 7088.76 | AS950 FRIG, 115V, SENS, 5.5GAL POLY, UV | American Sigma
ASR.CSXX1X11XX | 7308 | 3% | 7088.76 | AS950 FRIG, SENS, 115V VINYL, 5.5GAL POLY | American Sigma
ASR.CSXX1X1X3X | 8402 | 3% | 8149.94 | AS950 FRIG, 115V, SENS, 5.5GAL POLY, PH | American Sigma
ASR.CSXX1X211X | 9383 | 3% | 9101.51 | AS950 FRIG, 115V, 2.5GAL POLY, AV | American Sigma
ASR.CSXX1X213X | 8734 | 3% | 8471.98 | AS950 FRIG, SENS, 115V, 2.5 GAL POLY, PH | American Sigma
ASR.CSXX1X216X | 8862 | 3% | 8596.14 | AS950 FRIG, 115V, SENS, 2.5GAL POLY, U/S SD | American Sigma
ASR.CSXX1X21XX | 7323 | 3% | 7103.31 | AS950 FRIG, SENS, 115V VINYL, 2.5GAL POLY | American Sigma
ASR.CSXX1X41XX | 7731 | 3% | 7499.07 | AS950 FRIG, SENS, 115V VINYL, 24-1L POLY | American Sigma
ASR.CSXX21 | 7735 | 3% | 7502.95 | MTO: AS950 FRIG 230V,VINYL,SENS,AC BACKUP | American Sigma
ASR.CSXX21111X | 10292 | 3% | 9983.24 | AS950 FRIG, 230V, SENS, 5.5GAL POLY, AV | American Sigma
ASR.CSXX21112X | 10292 | 3% | 9983.24 | AS950 FRIG, 230V, SENS, 5.5GAL POLY, AV | American Sigma
ASR.CSXX21114X | 9447 | 3% | 9163.59 | AS950 FRIG, SENS, 230V, 5.5GAL POLY, PH | American Sigma
ASR.CSXX21115X | 9337 | 3% | 9056.89 | AS950 FRIG, 230V, SENS, 5.5GAL POLY, U/SD | American Sigma
ASR.CSXX21116X | 9605 | 3% | 9316.85 | AS950 FRIG, 230V, SENS, 5.5GAL POLY, U/SSD | American Sigma
ASR.CSXX21117X | 9443 | 3% | 9159.71 | AS950 FRIG, 230V, SENS, 5.5GAL POLY, U/SI | American Sigma
ASR.CSXX2121XX | 8121 | 3% | 7877.37 | AS950 FRIG, 230V, SENS, 2.5GAL POLY | American Sigma
ASR.CSXX2X114X | 8851 | 3% | 8585.47 | AS950 FRIG, SENS, 230V, 5.5GAL POLY, PH | American Sigma
ASR.CSXX2X11XX | 7372 | 3% | 7150.84 | AS950 FRIG, SENS, 230V VINYL, 5.5GAL POLY | American Sigma
ASR.CSXX2X211X | 9660 | 3% | 9370.2 | AS950 FRIG, 230V, SENS, 2.5 GAL POLY, AV | American Sigma
ASR.CSXX2X21XX | 7387 | 3% | 7165.39 | AS950 FRIG, SENS, 230V VINYL, 2.5GAL POLY | American Sigma
ASR.CSXX2X4113 | 11397 | 3% | 11055.09 | AS950 FRIG, 230V, SENS, 24-1L POLY, AV, PH | American Sigma
ASR.CSXX2X411X | 10134 | 3% | 9829.98 | AS950 FRIG, 230V, SENS, 24-1L POLY, AV | American Sigma
ASR.CSXX2X416X | 9406 | 3% | 9123.82 | AS950 FRIG, SENS, 230V, 24-1L POLY, US/SD | American Sigma
ASR.CSXX2X41XX | 7795 | 3% | 7561.15 | AS950 FRIG, SENS, 230V VINYL, 24-1L POLY | American Sigma
ASR.CSXX3X4235 | 11629 | 3% | 11280.13 | AS950 115V FRIG SS, 24 1L POLY, PH, U/SD | American Sigma
ASR.CXRX | 2930 | 3% | 2842.1 | ee AS950 CONTROLLER ONLY, REF, W/RAIN | American Sigma
ASR.CXRX2111XX | 5962 | 3% | 5783.14 | AS950 FRIG, RAIN, 230V, 5.5 GAL POLY | American Sigma
ASR.CXRX2X41XX | 5599.98 | 3% | 5431.98 | AS950 FRIG 230VAC VINYL, RAIN, 24-1L POLY | American Sigma
ASR.CXXX | 2647 | 3% | 2567.59 | ee AS950 CONTROLLER ONLY, REF,BASIC | American Sigma
ASR.CXXX11 | 5125 | 3% | 4971.25 | MTO: AS950 FRIG 115V,VINYL,AC BACKUP | American Sigma
ASR.CXXX1111XX | 5570 | 3% | 5402.9 | AS950 FRIG, 115V, 5.5GAL POLY | American Sigma
ASR.CXXX1121XX | 5585 | 3% | 5417.45 | AS950 FRIG, 115V, 2.5GAL POLY | American Sigma
ASR.CXXX1141XX | 5985 | 3% | 5805.45 | AS950 FRIG, 115V, 24-1L POLY | American Sigma
ASR.CXXX11X1XX | 5345 | 3% | 5184.65 | AS950 FRIG, 115V | American Sigma
ASR.CXXX1X | 4475 | 3% | 4340.75 | MTO: AS950 REFRIG 115VAC VINYL | American Sigma
ASR.CXXX1X11XX | 4974 | 3% | 4824.78 | AS950 FRIG, 115V VINYL, 5.5GAL POLY | American Sigma
ASR.CXXX1X12XX | 5080.59 | 3% | 4928.17 | AS950 FRIG, 115V, 5.5GAL POLY | American Sigma
ASR.CXXX1X1XXX | 4875 | 3% | 4728.75 | AS950 FRIG, 115V, 5.5GAL POLY | American Sigma
ASR.CXXX1X21XX | 4989 | 3% | 4839.33 | AS950 FRIG, 115V VINYL, 2.5GAL POLY | American Sigma
ASR.CXXX1X22XX | 5096 | 3% | 4943.12 | AS950, 115V, 2.5GAL POLY | American Sigma
ASR.CXXX1X31XX | 5338 | 3% | 5177.86 | AS950 FRIG, 115V, 4-2.5 GAL POLY | American Sigma
ASR.CXXX1X41XX | 5409 | 3% | 5246.73 | AS950 FRIG, 115V VINYL, 24-1L POLY | American Sigma
ASR.CXXX1X81XX | 4819 | 3% | 4674.43 | AS950 FRIG, 115V, 2.5GAL GLASS | American Sigma
ASR.CXXX1X82XX | 5062 | 3% | 4910.14 | AS950 FRIG, 115V, 2.5GAL GLASS | American Sigma
ASR.CXXX1X8XXX | 4789 | 3% | 4645.33 | AS950 FRIG, 115V, 2.5 GAL GLASS | American Sigma
ASR.CXXX1XX1XX | 4748 | 3% | 4605.56 | AS950 FRIG, 115V | American Sigma
ASR.CXXX1XXXXX | 4600 | 3% | 4462 | AS950 FRIG, 115V | American Sigma
ASR.CXXX2111XX | 5635 | 3% | 5465.95 | AS950 FRIG, 230V, 5.5GAL POLY | American Sigma
ASR.CXXX2131XX | 6164 | 3% | 5979.08 | AS950 FRIG, 230V, 4-2.5 GAL POLY | American Sigma
ASR.CXXX2141XX | 3361.4 | 3% | 3260.56 | AS950 FRIG, 230V VINYL, AC BACKUP, 24-1L POLY | American Sigma
ASR.CXXX2X | 4616 | 3% | 4477.52 | MTO: AS950 REFRIG 230VAC VINYL | American Sigma
ASR.CXXX2X11XX | 5039 | 3% | 4887.83 | AS950 FRIG, 230V VINYL, 5.5GAL POLY | American Sigma
ASR.CXXX2X21XX | 5055 | 3% | 4903.35 | AS950 FRIG, 230V VINYL, 2.5GAL POLY | American Sigma
ASR.CXXX2X31XX | 5401 | 3% | 5238.97 | AS950 FRIG, 230V, 4-2.5GAL POLY | American Sigma
ASR.CXXX2X41XX | 5474 | 3% | 5309.78 | AS950 FRIG, 230V VINYL, 24-1L POLY | American Sigma
ASR.CXXX2XX1XX | 4683 | 3% | 4542.51 | AS950 FRIG, 230V | American Sigma
ASR.CXXX3X | 5514 | 3% | 5348.58 | MTO: AS950 FRIG 115VAC SST | American Sigma
ASR.CXXX3X21XX | 5822 | 3% | 5647.34 | AS950 FRIG, 115V, SS, 2.5GAL POLY | American Sigma
ASR.CXXX3X41XX | 6230 | 3% | 6043.1 | AS950 FRIG, SS, 115V, 24-1L POLY | American Sigma
ASR.CXXX3XA1XX | 6309 | 3% | 6119.73 | AS950 FRIG, SS, 115V, 2-2.5 GAL POLY | American Sigma
ASR.CXXX41 | 7309 | 3% | 7089.73 | MTO: AS950 FRIG 230V, SST, AC BACKUP | American Sigma
ASR.CXXX412XXX | 7543 | 3% | 7316.71 | AS950 SS FRIG, 230V, 2.5 GAL POLY | American Sigma
ASR.CXXX4X41XX | 7659 | 3% | 7429.23 | AS950 FRIG, 230V, SS, 25-1L POLY | American Sigma
ASR.NSRX | 5520 | 3% | 5354.4 | ee AS950 CONTROLLER ONLY, REF,NC,SENS,RAIN | American Sigma
ASR.NSXX2X416X | 9236 | 3% | 8958.92 | AS950 FRIG, 230V, NC, SENS, 24-1L POLY, U/SD | American Sigma
ASR.NXRX | 2981 | 3% | 2891.57 | ee AS950 CONTROLLER ONLY, REF, NC, RAIN | American Sigma
ASR.NXRX1X1XXX | 5213 | 3% | 5056.61 | AS950 FRIG, 115V, NC, RAIN, 5.5 GAL POLY | American Sigma
ASR.NXXX | 2698 | 3% | 2617.06 | ee AS950 CONTROLLER ONLY, REF, NC,BASIC | American Sigma
ASR.NXXX11 | 5105 | 3% | 4951.85 | MTO: AS950 FRIG 115V,VINYL,NC,AC BACKUP | American Sigma
ASR.NXXX1X | 4651 | 3% | 4511.47 | MTO: AS950 FRIG 115VAC VINYL, NC | American Sigma
ASR.NXXX1X11XX | 5077 | 3% | 4924.69 | AS950 FRIG, 115V, NC, 5.5 GAL POLY | American Sigma
ASR.NXXX2X31XX | 5451 | 3% | 5287.47 | AS950 FRIG, 230V, NC, 4-2.5GAL POLY | American Sigma
ASR.NXXX3X11XX | 6046 | 3% | 5864.62 | AS950 SS FRIG, 115V, NC, 5.5 GAL POLY | American Sigma
AT1102.97 | 2414 | 3% | 2341.58 | ee TitraLab AT1000, 1 Syringe | Hach
AT1102.KTO.AP01 | 2999 | 3% | 2909.03 | AT1102 pH/Alkalinity in water | Hach
AT1102.KTO.AP02 | 3333 | 3% | 3233.01 | AT1102 pH/Alkalinity/Conductivity in water | Hach
AT1102.KTO.AP06 | 4110 | 3% | 3986.7 | AT1102 FOS/TAK (BIOGAS) | Hach
AT1102.KTO.AP08 | 3191 | 3% | 3095.27 | AT1102 pH, Total Acidity in Food & Beverage | Hach
AT1102.KTO.AP15 | 3585 | 3% | 3477.45 | AT1102 TAN (Total Acid Number) in Petrochem | Hach
AT1102.KTO.AP16 | 3514 | 3% | 3408.58 | AT1102 TBN (Total Base Number) in Petrochem | Hach
AT1102.KTO.AP21 | 3211 | 3% | 3114.67 | AT1102 Generic Acid Base Titration | Hach
AT1112.97 | 2738 | 3% | 2655.86 | ee TitraLab AT1000, 1 Syringe, 1 Pump | Hach
AT1112.KTO.AP03 | 4029 | 3% | 3908.13 | AT1112 Ca & Mg Hardness (ISE) in water | Hach
AT1112.KTO.AP09 | 3333 | 3% | 3233.01 | AT1112 Chlorides in water | Hach
AT1112.KTO.AP10 | 3333 | 3% | 3233.01 | AT1112 Salt in food products | Hach
AT1122.97 | 3061 | 3% | 2969.17 | ee TitraLab AT1000, 1 Syringe, 2 Pumps | Hach
AT1122.KTO.AP12 | 3757 | 3% | 3644.29 | AT1122 Free & Total SO2 in wine | Hach
AT1222.97 | 3455 | 3% | 3351.35 | ee TitraLab AT1000, 2 Syringe, 2 Pumps | Hach
AT1222.KTO.AP05 | 5262 | 3% | 5104.14 | AT1222 pH/Alkalinity/Hardness (ISE) in water | Hach
AT1222.KTO.AP11 | 4777 | 3% | 4633.69 | AT1222 pH, Total Acidity & Chlorides in Food & Beverage | Hach
AT1222.KTO.AP13 | 4888 | 3% | 4741.36 | AT1222 pH, Total Acidity, Free & Total SO2 in wine | Hach
AW010030 | 360 | 3% | 349.2 | mc BOTTLE KIT, 2.5-GAL POLY, ASWRS | American Sigma
AW010060 | 380 | 3% | 368.6 | mc BOTTLE KIT, 5.5-GAL POLY, AWRS | American Sigma
AW020030 | 874 | 3% | 847.78 | mc BOTTLE KIT, (2) 2.5 GAL POLY, AWRS | American Sigma
AW040030 | 948 | 3% | 919.56 | mc BOTTLE KIT, (4) 2.5 GAL POLY, AWRS | American Sigma
AW122000 | 822 | 3% | 797.34 | mc BOTTLE KIT, (12) 2 LITER POLY, AWRS | American Sigma
AW240350 | 965 | 3% | 936.05 | mc KIT, 24 BOTTLE, 350ml GLASS FOR AWRS | American Sigma
AW241000 | 951 | 3% | 922.47 | mc KIT, 24 BOTTLE,1 LITER POLY,FOR AWRS | American Sigma
B90X500 | 67.85 | 3% | 65.81 | FINISHING ABRASIVE BANKS | Hach
BBP065 | 273 | 3% | 264.81 | PIPET, 1.0 - 5.0 ML | Hach
BBP068 | 29.65 | 3% | 28.76 | PIPET TIPS, 75/PK (FOR BBP065) | Hach
BBP078 | 273 | 3% | 264.81 | PIPET, 0.2 - 1.0 ML | Hach
BBP079 | 27.49 | 3% | 26.67 | PIPET TIPS, 100/PK (FOR BBP078) | Hach
BIDCRWPRSS | 5437 | 3% | 5273.89 | BELT PRESS SIMULATOR | Hach
BYF187 | 23.25 | 3% | 22.55 | Verpackung TitraLab AT1000 | Hach
C1100-S00 | 4168 | 3% | 4042.96 | ECO O3 SENSOR, STAINLESS STEEL | Orbisphere
C1100-S0S | 4342 | 3% | 4211.74 | EC O3 SENSOR, SS, 100 BAR MAX, SMART | Orbisphere
C1100-T00 | 5857 | 3% | 5681.29 | EC03 SENSOR, TITANIUM | Orbisphere
C33A1NP | 903 | 3% | 875.91 | aa COND. ANALYZER, 1/4" DIN | GLI
C4131-W600 | 4907 | 3% | 4759.79 | KTO: 410 O3 KIT 10-30VDC RS485, WALL | Orbisphere
CARTON-VSR | 96 | 3% | 93.12 | VSR Shipping Containment | GLI
CARTON-YB | 100 | 3% | 97 | YB Shipping Containment | GLI
CB40 | 14.45 | 5% | 13.73 | Calibration buffer kit, 3x 15 ml pH7 in dropper bottles | Hach
CB45 | 19.49 | 5% | 18.52 | Calibration buffer kit, 3x each pH 4, 7, 10, in 15 mL dropper bottles. | Hach
CC10 | 79.15 | 3% | 76.78 | CC10 Field Carrying Case and Calibrating Kit with Shoulder Strap.. | IQ Products
CC70-1 | 91.49 | 3% | 88.75 | CC70-1 Field Carrying Case & Calibration Kit for the IQ160 with included pH buffers and rinse | IQ Products
CC70-2 | 91.49 | 3% | 88.75 | CC70-2 Field Carrying Case & Stds Kit for the IQ340/350: 1000 mS Cond Std Bottle | IQ Products
CDC40101 | 393 | 3% | 381.21 | CONDUCTIVITY PROBE, STD, w/1m CABLE | Hach
CDC40103 | 426 | 3% | 413.22 | CONDUCTIVITY PROBE, STD, w/3m CABLE | Hach
CDC40105 | 688 | 3% | 667.36 | CONDUCTIVITY PROBE, RUG, w/5m CABLE | Hach
CDC40110 | 722 | 3% | 700.34 | CONDUCTIVITY PROBE, RUG, w/10m CABLE | Hach
CDC40115 | 759 | 3% | 736.23 | CONDUCTIVITY PROBE, RUG, w/15m CABLE | Hach
CDC40130 | 830 | 3% | 805.1 | CONDUCTIVITY PROBE, RUG, w/30m CABLE | Hach
CDW97-K1 | 393 | 3% | 381.21 | CDW97-K1 Conductivity Probe, 4 Platinum band contacts, 12mm dia x 110 mm length, glass body, K=1 cell constant, 30K ohm thermistor, 3 ft cable w/ waterproof Switchcr | IQ Products
CDW97-K10 | 454 | 3% | 440.38 | CDW97-K-10 Conductivity Probe for Salinity & Brackish Water, 4 cell, 4 platinum band contacts, 12 mm x 110 cm length, epoxy body, K=10 cell constant, 30K ohm thermis | IQ Products
CDW97-KP5 | 379 | 3% | 367.63 | PROBE, CONDUCTIVITY, 4 CELL, "BULL'S-EYE", 12-PIN CONN. | IQ Products
CERT3.1/311XX | 159 | 3% | 154.23 | 311XX MATERIAL CERTIFICATE 3.1 | Orbisphere
CERT3.1/32001X | 153 | 3% | 148.41 | 32001.XXX MATERIAL CERTIFICATE 3.1B | Orbisphere
CERT3.1/32003 | 125 | 3% | 121.25 | 32003 Material certificate EN 10204 3.1, replaces 33211 | Orbisphere
CERT3.1/33095 | 158 | 3% | 153.26 | 33095 Material certificate EN 10204 3.1, replaces 33209 | Orbisphere
CERT3.1/33096 | 158 | 3% | 153.26 | 33096 Material certificate EN 10204 3.1, replaces 33209 | Orbisphere
CERT3.1/A1100 | 150 | 3% | 145.5 | A1100 MATERIAL CERTIFICATE 3.1 | Orbisphere
CERT3.1/C1100 | 150 | 3% | 145.5 | C1100 MATERIAL CERTIFICATE 3.1 | Orbisphere
CERT3.1/K1100 | 146 | 3% | 141.62 | K1100 MATERIAL CERTIFICATE 3.1 | Orbisphere
CERT3.1/M1100 | 150 | 3% | 145.5 | M1100 MATERIAL CERTIFICATE 3.1 | Orbisphere
CG2ENT | 23008 | 3% | 22317.76 | CITYGUARD BASE TO ENTERPRISE, ADVANCE SYSTEM | Hach
CGADDEM | 1284 | 3% | 1245.48 | KTO: CITYGUARD, ADD an EVENT MONITOR | Hach
CGBASE | 5291 | 3% | 5132.27 | KTO: CITYGUARD BASE, INITIAL INSTALLATION | Hach
CGENT | 24585 | 3% | 23847.45 | KTO: CITYGUARD ENTERPRISE | Hach
CGMAINTADDEM | 236 | 3% | 228.92 | Support of EA Add'l Event Mntr | Hach
CGMAINTBASE | 1e-05 | 3% | 0 | Support w/Updates to Base | Hach
CGUPGRADEADDEM | 647 | 3% | 627.59 | KTO: CITYGUARD UPGRADE, EVENT MONITOR | Hach
CGUPGRADEBASE | 2593 | 3% | 2515.21 | KTO: CITYGUARD UPGRADE BASE | Hach
CGUPGRADEENT | 13361 | 3% | 12960.17 | KTO: CITYGUARD UPGRADE ENTERPRISE | Hach
CL53A4A1N | 2612 | 3% | 2533.64 | Chlorine, NEMA 4X 1/2 DIN | GLI
CL53A4B1N | 2025 | 3% | 1964.25 | Chlorine, NEMA 4X 1/2 DIN, HART | GLI
CRI0019.99 | 14.15 | 3% | 13.73 | PUMP TUBING CONNECTOR, TITRALAB | Hach
D33A1NN | 1488 | 3% | 1443.36 | aa D.O. Unit, Panel Mount | GLI
D33A2NN | 1777 | 3% | 1723.69 | aa D.O. Unit, Panel Mount | GLI
D3422A1 | 572 | 3% | 554.84 | Digital Conductivity Sensor, 0.05 K | GLI
D3422A2 | 668 | 3% | 647.96 | Digital Conductivity Sensor, 0.05 K | GLI
D3422B3 | 572 | 3% | 554.84 | Digital Conductivity Sensor, 0.50 K | GLI
D3422B4 | 675 | 3% | 654.75 | Digital Conductivity Sensor, 0.50 K | GLI
D3422D3 | 572 | 3% | 554.84 | Digital Conductivity Sensor, 5.00 K | GLI
D3422D4 | 675 | 3% | 654.75 | Digital Conductivity Sensor, 5.00 K | GLI
D3422E3 | 575 | 3% | 557.75 | Digital Conductivity Sensor, 10.0 K | GLI
D3433B8 | 497 | 3% | 482.09 | KTO:DIG CONT COND SENS GEN PUR RYTON | GLI
D3433E8 | 497 | 3% | 482.09 | KTO: DIG CONT COND SENS GEN PUR RYTON | GLI
D3444B8 | 857 | 3% | 831.29 | KTO: DIG CONT COND SENS BOILER SST | GLI
D3444D8 | 857 | 3% | 831.29 | KTO: DIG CONT COND SENS BOILER SST | GLI
D3455A6 | 762 | 3% | 739.14 | KTO:DIG CONT COND SENS SANITARY SST | GLI
D3455C7 | 816 | 3% | 791.52 | KTO:DIG CONT COND SENS SANITARY SST | GLI
D3455E7 | 816 | 3% | 791.52 | KTO:DIG CONT COND SENS SANITARY SST | GLI
D3705E2T | 1000 | 3% | 970 | KTO:DIG ELCLESS COND SENS,SAN,POLY | GLI
D3705E2T.99 | 970 | 3% | 940.9 | Digital Gateway, Sanitary, Poly | GLI
D3706E2T | 1122 | 3% | 1088.34 | KTO:DIG ELCLESS COND SENS,SAN, KYNAR | GLI
D3706E2T.99 | 1088 | 3% | 1055.36 | Digital Gateway, Sanitary, Kynar | GLI
D3708E2T | 1242 | 3% | 1204.74 | KTO:DIG ELECLESS COND SENS,SAN,TEFLN | GLI
D3708E2T.99 | 1205 | 3% | 1168.85 | Digital Gateway, Sanitary, Teflon | GLI
D3725E2T | 908 | 3% | 880.76 | KTO:DIG ELECLESS COND SENS,CONV,POLY | GLI
D3725E2T.99 | 882 | 3% | 855.54 | Digital Gateway, Convertible, Poly | GLI
D3726E2T | 1031 | 3% | 1000.07 | KTO: DIG ELECLESS COND SENS,CONV,KYNA | GLI
D3726E2T.99 | 1000 | 3% | 970 | Digital Gateway, Convertible, Kynar | GLI
D3726E2T20S | 1081 | 3% | 1048.57 | Digital Inductive Conductivity Probe | GLI
D3727E2T | 1092 | 3% | 1059.24 | KTO:DIG ELECLESS COND SENS,CONV,PEEK | GLI
D3727E2T.99 | 1058 | 3% | 1026.26 | Digital Gateway, Convertible, PEEK | GLI
D3728E2T | 1150 | 3% | 1115.5 | KTO:DIG ELECLESS COND SENS,CONV,TEFL | GLI
D3728E2T.99 | 1150 | 3% | 1115.5 | Digital Gateway, Convertible, Teflon | GLI
DG26506-MAN/E | 4.85 | 3% | 4.7 | 26506 manual in English | Orbisphere
DG29092-MAN/E | 4.85 | 3% | 4.7 | 29092 manual in English | Orbisphere
DG2969 | 60.99 | 5% | 57.94 | oo 2969 (O3) ELECTROLYTE 30ML | Orbisphere
DG29971-MAN/E | 4.85 | 3% | 4.7 | 29971-72 manual in English | Orbisphere
DG29981-MAN/E | 4.85 | 3% | 4.7 | 29981 manual in English | Orbisphere
DG29991-MAN/E | 4.85 | 3% | 4.7 | 29991 manual in English | Orbisphere
DG32301-MAN/E | 4.85 | 3% | 4.7 | 32301 manual in English | Orbisphere
DG32304-MAN/E | 4.85 | 3% | 4.7 | 32304 manual in English | Orbisphere
DG32306-MAN/E | 4.85 | 3% | 4.7 | 32306 manual in English | Orbisphere
DG33215 | 31.75 | 3% | 30.8 | SET OF 10 SILICONE DISCS | Orbisphere
DG33216 | 178 | 3% | 172.66 | INLET FILTER FOR 3100 | Orbisphere
DG33217 | 46.69 | 3% | 45.29 | MESHES FOR PARTICLE FILTER (10X) | Orbisphere
DG33218 | 539 | 3% | 522.83 | ee LDO SPOT FOR 3100 | Orbisphere
DG33219 | 40.6 | 3% | 39.38 | 3M INLET TUBE 4MM IN POLYAMID | Orbisphere
DG33222 | 140 | 3% | 135.8 | EXTERNAL POWER SUPPLY FOR 3100 | Orbisphere
DG33228 | 434 | 3% | 420.98 | MAINTENANCE KIT FOR 3100 | Orbisphere
DG33228-4 | 418 | 3% | 405.46 | 3100 MAINTENANCE KIT, 1/4" TUBING | Orbisphere
DG33228-6 | 418 | 3% | 405.46 | 3100 MAINTENANCE KIT, 6MM TUBING | Orbisphere
DG33251 | 1891 | 3% | 1834.27 | IQ/OQ DOCUMENTATION FOR PHARMAPACK | Orbisphere
DG33254 | 512 | 3% | 496.64 | REFERENCE VOLUME FOR HS VOL. 16ML | Orbisphere
DG33255 | 512 | 3% | 496.64 | REFERENCE VOLUME FOR HS VOL. 25ML | Orbisphere
DG33270 | 46.69 | 3% | 45.29 | CLEANING ACCESSORIES FOR 3100 | Orbisphere
DG33270-4 | 44.69 | 3% | 43.35 | CLEANING ACC. FOR 3100, 1/4" TUBING | Orbisphere
DG33270-6 | 44.69 | 3% | 43.35 | CLEANING ACC. FOR 3100, 6MM TUBE | Orbisphere
DG33275 | 119 | 3% | 115.43 | M1100 Biotech Material certificate EN 10204 2.2 | Orbisphere
DG33277 | 101 | 3% | 97.97 | RS232 CABLE FOR 3100 | Orbisphere
DG33284 | 542 | 3% | 525.74 | BUBBLER FOR G1100-G1200 | Orbisphere
DG33286 | 27.25 | 3% | 26.43 | O-RING KIT VITON ANODE C1100 SENSOR | Orbisphere
DG33296 | 431 | 3% | 418.07 | CALIBRATION DEVICE PORTABLE 3100 | Orbisphere
DG33299 | 218 | 3% | 211.46 | Cleaning stand for EC sensors | Orbisphere
DG33301 | 3443 | 3% | 3339.71 | 410/510 PRE-BUILT PANEL (1 FLOW CH) | Orbisphere
DG33302 | 4784 | 3% | 4640.48 | 410/510 PRE-BUILT PANEL (2 FLOW CH) | Orbisphere
DG33303 | 53.55 | 3% | 51.94 | POLISH TOOL FOR A1100- C1100 | Orbisphere
DG33308 | 166 | 3% | 161.02 | PET SAMPLE PIERCING ARROW FOR 6110 | Orbisphere
DG33310 | 332 | 3% | 322.04 | SERVICE VALIDATION KIT FOR 3100 | Orbisphere
DG33316 | 35.45 | 3% | 34.39 | handle line for 3100 | Orbisphere
DG33317 | 171 | 3% | 165.87 | INLET FILTER FOR 3100, 6MM | Orbisphere
DG33318 | 171 | 3% | 165.87 | INLET FILTER FOR 3100, 1/4" | Orbisphere
DG33319 | 39.59 | 3% | 38.4 | 3M OF TUBE 6MM | Orbisphere
DG33320 | 39.59 | 3% | 38.4 | 3M OF TUBE 1/4" | Orbisphere
DG33321 | 52.79 | 3% | 51.21 | ADAPTER 4MM TO 1/4" SWAGELOK | Orbisphere
DG33322 | 52.79 | 3% | 51.21 | ADAPTER 4MM 6MM, SWAGELOK | Orbisphere
DG33365 | 1013 | 3% | 982.61 | 1 YEAR CONSUMABLES KIT FOR 6110 | Orbisphere
DG33366 | 27.35 | 3% | 26.53 | DISPLAY PROTECTION FILMS FOR 6110 | Orbisphere
DG33367 | 103 | 3% | 99.91 | 3100 INLET VALVE, 4MM CONNECTORS | Orbisphere
DG33368 | 103 | 3% | 99.91 | 3100 INLET VALVE, 6MM CONNECTORS | Orbisphere
DG33369 | 103 | 3% | 99.91 | 3100 INLET VALVE, 1/4" CONNECTORS | Orbisphere
DG33373 | 238 | 3% | 230.86 | AIR INJECTION STARTING KIT | Orbisphere
DG33374 | 61.15 | 3% | 59.32 | AIR INJECTION RECHARGE KIT | Orbisphere
DG33378 | 72588 | 3% | 70410.36 | OZONATOR FOR O3 SENSORS ACTIVATION | Orbisphere
DG33389 | 498 | 3% | 483.06 | VERIFICATION KIT FOR M/K1100 28 MM SENSORS | Orbisphere
DG33398 | 1618 | 3% | 1569.46 | Flow meter assembly for 32019 sampler | Orbisphere
DG33401 | 60 | 3% | 58.2 | Protection films for 3100 display | Orbisphere
DG33404 | 1638 | 3% | 1588.86 | OPC SOFTWARE KIT FOR ORBISPHERE 6110 | Orbisphere
DG33414 | 176 | 3% | 170.72 | Closing collar with smart chip for A1100 sensors | Orbisphere
DG33422 | 503 | 3% | 487.91 | SS Head for K_M1100 sensors | Orbisphere
DG33428 | 66.65 | 3% | 64.65 | FLAT CABLE FOR 410/51X PANEL+TABLE | Orbisphere
DG33437 | 401 | 3% | 388.97 | KIT TO PROGRAM THE OS AND BOOTLOADER ON ORBISPHERE | Orbisphere
DG33448 | 259 | 3% | 251.23 | ee POWER SUPPLY AC-DC 5V(FOR 6110 ONLY) | Orbisphere
DG33450 | 249 | 3% | 241.53 | Quick female connector assembly for 6110 Antifoam | Orbisphere
DG33451 | 241 | 3% | 233.77 | Front protection metal sheet for 6110 | Orbisphere
DG33452 | 46.15 | 3% | 44.77 | Positioning bracket for 6110 | Orbisphere
DG33455 | 190 | 3% | 184.3 | Power supply cable for 2998x cell | Orbisphere
DG33458 | 3319 | 3% | 3219.43 | Installation kit for 6110 V3 | Orbisphere
DG33478 | 926 | 3% | 898.22 | Enclosure kit for 3100 V1 | Orbisphere
DG33479 | 926 | 3% | 898.22 | Enclosure kit for 3100 V2 | Orbisphere
DG33491 | 286 | 3% | 277.42 | Filter with GoreTex membrane for 6110 | Orbisphere
DG33496 | 113 | 3% | 109.61 | ee Piercing tip for metal cap & can for 6110 V3 | Orbisphere
DG33497 | 166 | 3% | 161.02 | ee Piercing tip for plastic cap for 6110 V3 | Orbisphere
DG33500 | 68.89 | 3% | 66.82 | Tool for piercing tip tightening for 6110 V3 | Orbisphere
DG33520 | 1013 | 3% | 982.61 | Consumables kit for 6110 V3 | Orbisphere
DG33526 | 1598 | 3% | 1550.06 | OPC software kit for Orbisphere 6110 V3 | Orbisphere
DG33527 | 113 | 3% | 109.61 | Piercing tip for metal cap & can for 6110 V2 | Orbisphere
DG33531 | 350 | 3% | 339.5 | Top cover for 6110 | Orbisphere
DG3624-MAN/E | 4.85 | 3% | 4.7 | 3624 manual in English | Orbisphere
DG3625-MAN/E | 4.85 | 3% | 4.7 | 3625 manual in English | Orbisphere
DG3650EX-MAN/E | 4.85 | 3% | 4.7 | 3650 ATEX manual in English | Orbisphere
DG3650-MAN/E | 4.85 | 3% | 4.7 | 3650 manual in English | Orbisphere
DG3654-MAN/E | 4.85 | 3% | 4.7 | 3654 manual in English | Orbisphere
DG3655-MAN/E | 4.85 | 3% | 4.7 | 3655 manual in English | Orbisphere
DG3660EX-MAN/E | 4.85 | 3% | 4.7 | 3660-62 ATEX manual in English | Orbisphere
DG3BMAC-SNAES | 28188 | 3% | 27342.36 | VS:CO2, EtOH; VAC, Ether-IP | Hach
DG3BMAC-SNAPS | 29982 | 3% | 29082.54 | VS:CO2, EtOH; VAC, Ether-IP, Prof. DP | Hach
DG3BMAC-SNDES | 28188 | 3% | 27342.36 | VS:CO2, EtOH; VDC, Ether-IP | Hach
DG3BMAC-SNDPS | 29982 | 3% | 29082.54 | VS:CO2, EtOH; VDC, Ether-IP, Prof. DP | Hach
DG3BMAC-TNAES | 32073 | 3% | 31110.81 | VS:CO2, EtOH; HT; VAC, Ether-IP | Hach
DG3BMAC-TNAPS | 33866 | 3% | 32850.02 | VS:CO2, EtOH; HT; VAC, Ether-IP, Prof. DP | Hach
DG3BMAC-TNDES | 32073 | 3% | 31110.81 | VS:CO2, EtOH; HT; VDC, Ether-IP | Hach
DG3BMAC-TNDPS | 33866 | 3% | 32850.02 | VS:CO2, EtOH; HT; VDC, Ether-IP, Prof. DP | Hach
DG3BMAE-SNAES | 26138 | 3% | 25353.86 | VS:EtOH, Plato, RE, OE, SG; VAC, Ether-IP | Hach
DG3BMAE-SNAPS | 27932 | 3% | 27094.04 | VS:EtOH, Plato, RE, OE, SG; VAC, Ether-IP,Prof. DP | Hach
DG3BMAE-SNDES | 26138 | 3% | 25353.86 | VS:EtOH, Plato, RE, OE, SG; VDC, Ether-IP | Hach
DG3BMAE-SNDPS | 27932 | 3% | 27094.04 | VS:EtOH, Plato, RE, OE, SG; VDC, Ether-IP,Prof. DP | Hach
DG3BMAE-TNAES | 30023 | 3% | 29122.31 | VS:EtOH, Plato, RE, OE, SG; HT; VAC, Ether-IP | Hach
DG3BMAE-TNAPS | 31816 | 3% | 30861.52 | VS:EtOH,Plato,RE,OE,SG;HT;VAC,Ether-IP,Prof. DP | Hach
DG3BMAE-TNDES | 30023 | 3% | 29122.31 | VS:EtOH, Plato, RE, OE, SG; HT; VDC, Ether-IP | Hach
DG3BMAE-TNDPS | 31816 | 3% | 30861.52 | VS:EtOH,Plato,RE,OE,SG;HT;VDC,Ether-IP,Prof. DP | Hach
DG3BMCE-SNAES | 26138 | 3% | 25353.86 | VS:CO2, RE; VAC, Ether-IP | Hach
DG3BMCE-SNAPS | 27932 | 3% | 27094.04 | VS:CO2, RE; VAC, Ether-IP, Prof. DP | Hach
DG3BMCE-SNDES | 26138 | 3% | 25353.86 | VS:CO2, RE; VDC, Ether-IP | Hach
DG3BMCE-SNDPS | 27932 | 3% | 27094.04 | VS:CO2, RE; VDC, Ether-IP, Prof. DP | Hach
DG3BMCE-TNAES | 30023 | 3% | 29122.31 | VS:CO2, RE; HT; VAC, Ether-IP | Hach
DG3BMCE-TNAPS | 31816 | 3% | 30861.52 | VS:CO2, RE; HT; VAC, Ether-IP, Prof. DP | Hach
DG3BMCE-TNDES | 30023 | 3% | 29122.31 | VS:CO2, RE; HT; VDC, Ether-IP | Hach
DG3BMCE-TNDPS | 31816 | 3% | 30861.52 | VS:CO2, RE; HT; VDC, Ether-IP, Prof. DP | Hach
DG3BMC-SNAES | 18450 | 3% | 17896.5 | VS:CO2; VAC, Ether-IP | Hach
DG3BMC-SNAPS | 20244 | 3% | 19636.68 | VS:CO2; VAC, Ether-IP, Prof. DP | Hach
DG3BMC-SNDES | 18450 | 3% | 17896.5 | VS:CO2; VDC, Ether-IP | Hach
DG3BMC-SNDPS | 20244 | 3% | 19636.68 | VS:CO2; VDC, Ether-IP, Prof. DP | Hach
DG3BMC-TNAES | 22335 | 3% | 21664.95 | VS:CO2; HT; VAC, Ether-IP | Hach
DG3BMC-TNAPS | 24129 | 3% | 23405.13 | VS:CO2; HT; VAC, Ether-IP, Prof. DP | Hach
DG3BMC-TNDES | 22335 | 3% | 21664.95 | VS:CO2; HT; VDC, Ether-IP | Hach
DG3BMC-TNDPS | 24129 | 3% | 23405.13 | VS:CO2; HT; VDC, Ether-IP, Prof. DP | Hach
DG3BME-SNADS | 19800 | 3% | 19206 | VS:RE; VAC, Ether-IP, Dig I/O | Hach
DG3BME-SNAES | 18000 | 3% | 17460 | VS:RE; VAC, Ether-IP | Hach
DG3BME-SNAPS | 19750 | 3% | 19157.5 | VS:RE; VAC, Ether-IP, Prof. DP | Hach
DG3BME-SNDDS | 19800 | 3% | 19206 | VS:RE; VDC, Ether-IP, Dig I/O | Hach
DG3BME-SNDES | 1800 | 3% | 1746 | VS:RE; VDC, Ether-IP | Hach
DG3BME-SNDPS | 19750 | 3% | 19157.5 | VS:RE; VDC, Ether-IP, Prof. DP | Hach
DG3BME-TNADS | 23590 | 3% | 22882.3 | VS:RE; HT; VAC, Ether-IP, Dig I/O | Hach
DG3BME-TNAES | 21790 | 3% | 21136.3 | VS:RE; HT; VAC, Ether-IP | Hach
DG3BME-TNAPS | 23540 | 3% | 22833.8 | VS:RE; HT; VAC, Ether-IP, Prof. DP | Hach
DG3BME-TNDDS | 23590 | 3% | 22882.3 | VS:RE; HT; VDC, Ether-IP, Dig I/O | Hach
DG3BME-TNDES | 21790 | 3% | 21136.3 | VS:RE; HT; VDC, Ether-IP | Hach
DG3BME-TNDPS | 23540 | 3% | 22833.8 | VS:RE; HT; VDC, Ether-IP, Prof. DP | Hach
DG3BM-SNAES | 35875 | 3% | 34798.75 | VS:CO2, EtOH, Plato, RE, OE, SG;VAC, Ether-IP | Hach
DG3BM-SNAPS | 37669 | 3% | 36538.93 | VS:CO2,EtOH,Plato,RE,OE,SG;VAC,Ether-IP,Prof. DP | Hach
DG3BM-SNDES | 35875 | 3% | 34798.75 | VS:CO2, EtOH, Plato, RE, OE, SG; VDC, Ether-IP | Hach
DG3BM-SNDPS | 37669 | 3% | 36538.93 | VS:CO2,EtOH,Plato,RE,OE,SG; VDC,Ether-IP, Prof. DP | Hach
DG3BM-TNAES | 39760 | 3% | 38567.2 | VS:CO2, EtOH, Plato, RE, OE, SG; HT; VAC, Ether-IP | Hach
DG3BM-TNAPS | 41554 | 3% | 40307.38 | VS:CO2,EtOH,Plato,RE,OE,SG;HT;VAC,Ether-IP,Prof DP | Hach
DG3BM-TNDES | 39760 | 3% | 38567.2 | VS:CO2, EtOH, Plato, RE, OE, SG; HT; VDC,Ether-IP | Hach
DG3BM-TNDPS | 41554 | 3% | 40307.38 | VS:CO2,EtOH,Plato,RE,OE,SG;HT;VDC,Ether-IP,Prof.DP | Hach
DG3BSA-SNADS | 20295 | 3% | 19686.15 | VS:TA; VAC, Ether-IP, Dig I/O | Hach
DG3BSA-SNAES | 18450 | 3% | 17896.5 | VS:TA; VAC, Ether-IP | Hach
DG3BSA-SNAPS | 20244 | 3% | 19636.68 | VS:TA; VAC, Ether-IP, Prof. DP | Hach
DG3BSA-SNDDS | 20295 | 3% | 19686.15 | VS:TA; VDC, Ether-IP, Dig I/O | Hach
DG3BSA-SNDES | 18450 | 3% | 17896.5 | VS:TA; VDC, Ether-IP | Hach
DG3BSA-SNDPS | 20244 | 3% | 19636.68 | VS:TA; VDC, Ether-IP, Prof. DP | Hach
DG3BSA-TNADS | 24180 | 3% | 23454.6 | VS:TA; HT; VAC, Ether-IP, Dig I/O | Hach
DG3BSA-TNAES | 22335 | 3% | 21664.95 | VS:TA; HT; VAC, Ether-IP | Hach
DG3BSA-TNAPS | 24129 | 3% | 23405.13 | VS:TA; HT; VAC, Ether-IP, Prof. DP | Hach
DG3BSA-TNDDS | 24180 | 3% | 23454.6 | VS:TA; HT; VDC, Ether-IP, Dig I/O | Hach
DG3BSA-TNDES | 22335 | 3% | 21664.95 | VS:TA; HT; VDC, Ether-IP | Hach
DG3BSA-TNDPS | 24129 | 3% | 23405.13 | VS:TA; HT; VDC, Ether-IP, Prof. DP | Hach
DG3BSBA-SNAES | 26138 | 3% | 25353.86 | VS:Brix, TA; VAC, Ether-IP | Hach
DG3BSBA-SNAPS | 27932 | 3% | 27094.04 | VS:Brix, TA; VAC, Ether-IP, Prof. DP | Hach
DG3BSBA-SNDES | 26138 | 3% | 25353.86 | VS:Brix, TA; VDC, Ether-IP | Hach
DG3BSBA-SNDPS | 27932 | 3% | 27094.04 | VS:Brix, TA; VDC, Ether-IP, Prof. DP | Hach
DG3BSBA-TNAES | 30023 | 3% | 29122.31 | VS:Brix, TA; HT; VAC, Ether-IP | Hach
DG3BSBA-TNAPS | 31816 | 3% | 30861.52 | VS:Brix, TA; HT; VAC, Ether-IP, Prof. DP | Hach
DG3BSBA-TNDES | 30023 | 3% | 29122.31 | VS:Brix, TA; HT; VDC, Ether-IP | Hach
DG3BSBA-TNDPS | 31816 | 3% | 30861.52 | VS:Brix, TA; HT; VDC, Ether-IP, Prof. DP | Hach
DG3BSB-SNADS | 20295 | 3% | 19686.15 | VS:Brix; VAC, Ether-IP, Dig I/O | Hach
DG3BSB-SNAES | 18450 | 3% | 17896.5 | VS:Brix; VAC, Ether-IP | Hach
DG3BSB-SNAPS | 20244 | 3% | 19636.68 | VS:Brix; VAC, Ether-IP, Prof. DP | Hach
DG3BSB-SNDDS | 20295 | 3% | 19686.15 | VS:Brix; VDC, Ether-IP, Dig I/O | Hach
DG3BSB-SNDES | 18450 | 3% | 17896.5 | VS:Brix; VDC, Ether-IP | Hach
DG3BSB-SNDPS | 20244 | 3% | 19636.68 | VS:Brix; VDC, Ether-IP, Prof. DP | Hach
DG3BSB-TNADS | 24180 | 3% | 23454.6 | VS:Brix; HT; VAC, Ether-IP, Dig I/O | Hach
DG3BSB-TNAES | 22335 | 3% | 21664.95 | VS:Brix; HT; VAC, Ether-IP | Hach
DG3BSB-TNAPS | 24129 | 3% | 23405.13 | VS:Brix; HT; VAC, Ether-IP, Prof. DP | Hach
DG3BSB-TNDDS | 24180 | 3% | 23454.6 | VS:Brix; HT; VDC, Ether-IP, Dig I/O | Hach
DG3BSB-TNDES | 22335 | 3% | 21664.95 | VS:Brix; HT; VDC, Ether-IP | Hach
DG3BSB-TNDPS | 24129 | 3% | 23405.13 | VS:Brix; HT; VDC, Ether-IP, Prof. DP | Hach
DG3BSMA-SNAES | 35875 | 3% | 34798.75 | VS CO2, BRIX, TA ANALYSER, VAC, ETHERNET/IP, | Hach
DG3BSMA-SNAPS | 37669 | 3% | 36538.93 | VS:CO2, Brix, TA; VAC, Ether-IP, Prof. DP | Hach
DG3BSMA-SNDES | 35875 | 3% | 34798.75 | VS:CO2, Brix, TA; VDC, Ether-IP | Hach
DG3BSMA-SNDPS | 37669 | 3% | 36538.93 | VS:CO2, Brix, TA; VDC, Ether-IP, Prof. DP | Hach
DG3BSMA-TNADS | 40590 | 3% | 39372.3 | VS:CO2, Brix, TA; HT; VAC, Ether-IP, Dig I/O | Hach
DG3BSMA-TNAES | 39760 | 3% | 38567.2 | VS:CO2, Brix, TA; HT; VAC, Ether-IP | Hach
DG3BSMA-TNAPS | 41554 | 3% | 40307.38 | VS:CO2, Brix, TA; HT; VAC, Ether-IP, Prof. DP | Hach
DG3BSMA-TNDES | 39760 | 3% | 38567.2 | VS:CO2, Brix, TA; HT; VDC, Ether-IP | Hach
DG3BSMA-TNDPS | 41554 | 3% | 40307.38 | VS:CO2, Brix, TA; HT; VDC, Ether-IP, Prof. DP | Hach
DG3BSMJ-SNAES | 28188 | 3% | 27342.36 | VS:Brix, TA, B/A ratio; VAC, Ether-IP | Hach
DG3BSMJ-SNAPS | 29982 | 3% | 29082.54 | VS:Brix, TA, B/A ratio; VAC, Ether-IP, Prof. DP | Hach
DG3BSMJ-SNDES | 28188 | 3% | 27342.36 | VS:Brix, TA, B/A ratio; VDC, Ether-IP | Hach
DG3BSMJ-SNDPS | 29982 | 3% | 29082.54 | VS:Brix, TA, B/A ratio; VDC, Ether-IP, Prof. DP | Hach
DG3BSMJ-TNAES | 32073 | 3% | 31110.81 | VS:Brix, TA, B/A ratio; HT; VAC, Ether-IP | Hach
DG3BSMJ-TNAPS | 33866 | 3% | 32850.02 | VS:Brix, TA, B/A ratio; HT; VAC, Ether-IP,Prof. DP | Hach
DG3BSMJ-TNDES | 32073 | 3% | 31110.81 | VS:Brix, TA, B/A ratio; HT; VDC, Ether-IP | Hach
DG3BSMJ-TNDPS | 33866 | 3% | 32850.02 | VS:Brix, TA, B/A ratio; HT; VDC, Ether-IP,Prof. DP | Hach
DG3BSM-SNAES | 28188 | 3% | 27342.36 | VS:CO2, Brix; VAC, Ether-IP | Hach
DG3BSM-SNAPS | 29982 | 3% | 29082.54 | VS:CO2, Brix; VAC, Ether-IP, Prof. DP | Hach
DG3BSM-SNDES | 28188 | 3% | 27342.36 | VS CO2, BRIX, VDC, ETHER-IP | Hach
DG3BSM-SNDPS | 29982 | 3% | 29082.54 | VS:CO2, Brix; VDC, Ether-IP, Prof. DP | Hach
DG3BSM-TNAES | 32073 | 3% | 31110.81 | VS:CO2, Brix; HT; VAC, Ether-IP | Hach
DG3BSM-TNAPS | 33866 | 3% | 32850.02 | VS:CO2, Brix; HT; VAC, Ether-IP, Prof. DP | Hach
DG3BSM-TNDES | 32073 | 3% | 31110.81 | VS:CO2, Brix; HT; VDC, Ether-IP | Hach
DG3BSM-TNDPS | 33866 | 3% | 32850.02 | VS:CO2, Brix; HT; VDC, Ether-IP, Prof. DP | Hach
DG410-MAN/E | 4.85 | 3% | 4.7 | 410 manual in English | Orbisphere
DG510-MAN/E | 4.85 | 3% | 4.7 | 510 manual in English | Orbisphere
DG6110-SYS | 57212 | 3% | 55495.64 | dg TOTAL O2/CO2 PACKAGE ANALYSER | Orbisphere
DG6110-US | 60134 | 3% | 58329.98 | KTO: 6110 US KIT | Orbisphere
DGA1100-MAN/E | 5.49 | 3% | 5.33 | dg A1100 MANUAL IN ENGLISH | Orbisphere
DGC1100-MAN/E | 4.85 | 3% | 4.7 | C1100 manual in English | Orbisphere
DGEC-MAN/E | 4.85 | 3% | 4.7 | EC Sensor manual in English | Orbisphere
DGG1100-MAN/E | 4.85 | 3% | 4.7 | G1100-410 manual in English | Orbisphere
DGG1200-MAN/E | 4.85 | 3% | 4.7 | G1200-510 manual in English | Orbisphere
DGK3100-MB100 | 11182 | 3% | 10846.54 | KTO: 3100 BEVERAGE EU KTO | Orbisphere
DGK3100-MB1040 | 10876 | 3% | 10549.72 | dg 3100 BEVERAGE KIT, EUR PLUG, 1/4" | Orbisphere
DGK3100-MB1060 | 10876 | 3% | 10549.72 | 3100 Beverage kit, EUR plug, 6mm | Orbisphere
DGK3100-MB200 | 11702 | 3% | 11350.94 | KTO: 3100 BEVERAGE US KTO | Orbisphere
DGK3100-MB2040 | 11384 | 3% | 11042.48 | dg 3100 BEVERAGE KIT, US PLUG, 1/4" | Orbisphere
DGK3100-MB204K | 11384 | 3% | 11042.48 | dg 3100BEVERAGE KIT, US PLUG 1,4", KOREAN | Orbisphere
DGK3100-MB2060 | 11384 | 3% | 11042.48 | DG 3100 BEVERAGE KIT, US PLUG, 6MM | Orbisphere
DGK3100-MB206K | 11058 | 3% | 10726.26 | 3100 Beverage kit, US plug, 6mm, Korean | Orbisphere
DGK3100-MI100 | 11182 | 3% | 10846.54 | KTO: 3100 INDUSTRIAL EU KTO | Orbisphere
DGK3100-MI1040 | 10876 | 3% | 10549.72 | dg 3100 INDUSTRIAL KIT, EUR PLUG, 1/4" | Orbisphere
DGK3100-MI1060 | 10876 | 3% | 10549.72 | 3100 INDUSTRIAL KIT, EUR PLUG, 6MM | Orbisphere
DGK3100-MI200 | 9500 | 3% | 9215 | KTO: 3100 INDUSTRIAL US KTO | Orbisphere
DGK3100-MI2040 | 9240 | 3% | 8962.8 | dg 3100 INDUSTRIAL KIT, US PLUG, 1/4" | Orbisphere
DGK3100-MI204K | 9240 | 3% | 8962.8 | dg 3100 INDUSTRIAL KIT, US PLUG 1/4", KOREAN | Orbisphere
DGK410-CHR/A/P2 | 9673 | 3% | 9382.81 | KIT Orbisphere 410 oxygen (EC) instrument panel mount, Electro-Chemical oxygen sensor, 10 wire cable 5m sensor-410, flow chamber 6mm fittings, Vitron O-ring set, material certificate EN, measurement certificate. | Orbisphere
DGK410-CHR/A/W1 | 9686 | 3% | 9395.42 | KIT Orbisphere 410 oxygen (EC) instrument wall mount, Electro-Chemical oxygen sensor, 10 wire cable 5m sensor-410, flow chamber 1/4" fittings, Vitron O-ring set, material certificate EN, measurement certificate. | Orbisphere
DGK410-CHR/A/W2 | 9904 | 3% | 9606.88 | KIT Orbisphere 410 oxygen (EC) instrument wall mount, Electro-Chemical oxygen sensor, 10 wire cable 5m sensor-410, flow chamber 6mm fittings, Vitron O-ring set, material certificate EN, measurement certificate. | Orbisphere
DGK510-CHR/E/W1 | 31463 | 3% | 30519.11 | KIT Orbisphere 511, N2 (TC) wall mount, TC Sensor Nitrogen (Purge CO2), LEMO10 adapter 40cm between 410/510 and sensor cable, sensor cable 5m, purge backup unit, ext. temperature sensor for in-line use, flow chamber 1/4" fittings, measure | Orbisphere
DGK511FK-P1123 | 39150 | 3% | 37975.5 | Kit containing K1200-S00 sensor, 31250 Hydrogen TC sensor, 511FK0/P1C1P0N0 controller, 3m cables | Orbisphere
DGK511FK-W1123 | 39900 | 3% | 38703 | Kit containing K1200-S00 sensor, 31250 Hydrogen TC sensor, 511FK0/W1C1P0N0 controller, 3m cables | Orbisphere
DGKC1100-W1003D | 6425 | 3% | 6232.25 | Kit including C1100 sensor + 410, wall, VAC, RS485, no flow chamber, cable 3m, no certificates | Orbisphere
DGKK1100-P1021 | 8675 | 3% | 8414.75 | dg 410-K1100, PANEL, AC, RS485, 10M | Orbisphere
DGKK1100-P1023 | 8569 | 3% | 8311.93 | dg 410-K1100, PANEL, AC, RS485, 3M | Orbisphere
DGKK1100-P1025 | 8600 | 3% | 8342 | dg 410-K1100, PANEL, AC, RS485, 5M | Orbisphere
DGKK1100-P1121 | 8820 | 3% | 8555.4 | dg 410-K1100, PANEL, AC, PROF DP, 10M | Orbisphere
DGKK1100-P1123 | 8714 | 3% | 8452.58 | dg 410-K1100, PANEL, AC, PROF DP, 3M | Orbisphere
DGKK1100-P1125 | 8745 | 3% | 8482.65 | dg 410-K1100, PANEL, AC, PROF DP, 5M | Orbisphere
DGKK1100-P2021 | 8675 | 3% | 8414.75 | dg -K1100, PANEL, DC, RS485, 10M | Orbisphere
DGKK1100-P2023 | 8569 | 3% | 8311.93 | dg 410-K1100, PANEL, DC, RS485, 3M | Orbisphere
DGKK1100-P2025 | 8600 | 3% | 8342 | dg 410-K1100, PANEL, DC, RS485, 5M | Orbisphere
DGKK1100-P2121 | 8820 | 3% | 8555.4 | dg 410-K1100, PANEL, DC, PROF DP, 10M | Orbisphere
DGKK1100-P2123 | 8714 | 3% | 8452.58 | dg 410-K1100, PANEL, DC, PROF DP, 3M | Orbisphere
DGKK1100-P2125 | 8745 | 3% | 8482.65 | dg 410-K1100, PANEL, DC, PROF DP, 5M | Orbisphere
DGKK1100-P2-MET | 8923 | 3% | 8655.31 | KTO containing K1100-S00 sensor, 410K/P2C00000 controller, 32510.03 3m cable, 32001.010 6mm flow chamber | Orbisphere
DGKK1100-W1021 | 8675 | 3% | 8414.75 | dg 410-K1100, WALL, AC, RS485, 10M | Orbisphere
DGKK1100-W1023 | 8569 | 3% | 8311.93 | dg 410-K1100, WALL, AC, RS485, 3M | Orbisphere
DGKK1100-W1025 | 8600 | 3% | 8342 | dg 410-K1100, WALL, AC, RS485, 5M | Orbisphere
DGKK1100-W1121 | 8820 | 3% | 8555.4 | dg 410-K1100, WALL, AC, PROF DP, 10M | Orbisphere
DGKK1100-W1123 | 8714 | 3% | 8452.58 | dg 410-K1100, WALL, AC, PROF DP, 3M | Orbisphere
DGKK1100-W1125 | 8745 | 3% | 8482.65 | dg 410-K1100, WALL, AC, RS485, 5M | Orbisphere
DGKK1100-W2021 | 8675 | 3% | 8414.75 | dg 410-K1100, WALL, DC, RS485, 10M | Orbisphere
DGKK1100-W2023 | 8569 | 3% | 8311.93 | dg 410-K1100, WALL, DC, RS485, 3M | Orbisphere
DGKK1100-W2025 | 8600 | 3% | 8342 | dg 410-K1100, WALL, DC, RS485, 5M | Orbisphere
DGKK1100-W2121 | 8820 | 3% | 8555.4 | dg 410-K1100, WALL, DC, PROF DP, 10M | Orbisphere
DGKK1100-W2123 | 8714 | 3% | 8452.58 | dg 410-K1100, WALL, DC PROF DP, 3M | Orbisphere
DGKK1100-W2125 | 8745 | 3% | 8482.65 | dg 410-K1100, WALL, DC, PROF DP, 5M | Orbisphere
DGKK1100-W2-MET | 9034 | 3% | 8762.98 | KTO containing K1100-S00 sensor, 410K/W2C00000 controller, 32510.03 3m cable, 32001.010 6mm flow chamber | Orbisphere
DGKK1200-P1121 | 15660 | 3% | 15190.2 | dg 510-K1200, PANEL, 110-230 VAC, 10M | Orbisphere
DGKK1200-P1123 | 15543 | 3% | 15076.71 | dg 510-K1200, PANEL, 110-230 VAC, 3M | Orbisphere
DGKK1200-P1125 | 15576 | 3% | 15108.72 | dg 510-K1200, PANEL, 110-230 VAC, 5M | Orbisphere
DGKK1200-W1121 | 15660 | 3% | 15190.2 | dg 510-K1200, WALL, 110-230 VAC, 10M | Orbisphere
DGKK1200-W1123 | 15543 | 3% | 15076.71 | dg 510-K1200, WALL, 110-230 VAC, 3M | Orbisphere
DGKK1200-W1125 | 15576 | 3% | 15108.72 | dg 510-K1200, WALL, 110-230 VAC, 5M | Orbisphere
DGKM1100-P1011 | 8824 | 3% | 8559.28 | dg 410P-M1100 (12MM), AC, RS485, 10M | Orbisphere
DGKM1100-P1013 | 8722 | 3% | 8460.34 | dg 410P-M1100 (12MM), AC, RS485, 3M | Orbisphere
DGKM1100-P1015 | 8752 | 3% | 8489.44 | dg 410P-M1100 (12MM), AC RS485, 5M | Orbisphere
DGKM1100-P1021 | 8824 | 3% | 8559.28 | 410P-M1100 (28mm), AC, RS485, 10m | Orbisphere
DGKM1100-P1023 | 8722 | 3% | 8460.34 | dg 410P-M1100 (28MM), AC, RS485, 3M | Orbisphere
DGKM1100-P1025 | 8752 | 3% | 8489.44 | dg 410P-M1100 (28MM), AC, RS485, 5M | Orbisphere
DGKM1100-P1111 | 9108 | 3% | 8834.76 | dg 410P-M1100 (12MM), AC, PROF DP, 10M | Orbisphere
DGKM1100-P1113 | 9007 | 3% | 8736.79 | dg 410P-M1100 (12MM), AC, PROF DP, 3M | Orbisphere
DGKM1100-P1115 | 9036 | 3% | 8764.92 | dg 410P-M1100 (12MM), AC, PROF DP, 5M | Orbisphere
DGKM1100-P1121 | 9108 | 3% | 8834.76 | dg 410P-M1100 (28MM), AC, PROF DP, 10M | Orbisphere
DGKM1100-P1123 | 9007 | 3% | 8736.79 | dg 410P-M1100 (28MM), AC, PROF DP, 3M | Orbisphere
DGKM1100-P1125 | 9036 | 3% | 8764.92 | dg 410P-M1100(28MM), AC, PROF DP, 5M | Orbisphere
DGKM1100-P2011 | 8824 | 3% | 8559.28 | dg 410P-M1100 (12MM), DC, RS485, 10M | Orbisphere
DGKM1100-P2013 | 8722 | 3% | 8460.34 | dg 410P-M1100 (12MM), DC, RS485, 3M | Orbisphere
DGKM1100-P2015 | 8752 | 3% | 8489.44 | dg 410P-M1100 (12MM), DC, RS485, 5M | Orbisphere
DGKM1100-P2021 | 8824 | 3% | 8559.28 | dg 410P-M1100 (28MM), DC, RS485, 10M | Orbisphere
DGKM1100-P2023 | 8722 | 3% | 8460.34 | dg 410P-M1100 (28MM), DC, RS485, 3M | Orbisphere
DGKM1100-P2025 | 8752 | 3% | 8489.44 | dg 410P-M1100 (28MM), DC, RS485, 5M | Orbisphere
DGKM1100-P2111 | 9108 | 3% | 8834.76 | dg 410P-m1100 (12MM), DC, PROF DP, 10M | Orbisphere
DGKM1100-P2113 | 9007 | 3% | 8736.79 | dg 410P-M1100 (12MM), DC, PROF DP, 3M | Orbisphere
DGKM1100-P2115 | 9036 | 3% | 8764.92 | dg 410P-M1100 (12MM), DC, PROF DP, 5M | Orbisphere
DGKM1100-P2121 | 9108 | 3% | 8834.76 | dg 410P-M1100 (28MM), DC, PROF DP, 10M | Orbisphere
DGKM1100-P2123 | 9007 | 3% | 8736.79 | dg 410P-M1100 (28MM), DC, PROF DP, 3M | Orbisphere
DGKM1100-P2125 | 9036 | 3% | 8764.92 | dg 410P-M1100 (28MM), DC, PROF DP, 5M | Orbisphere
DGKM1100-W1011 | 8824 | 3% | 8559.28 | dg 410W-M1100 (12MM), AC, RS485, 10M | Orbisphere
DGKM1100-W1013 | 8722 | 3% | 8460.34 | dg 410W-M1100 (12MM), AC, RS485, 3M | Orbisphere
DGKM1100-W1015 | 8752 | 3% | 8489.44 | dg 410W-M1100 (12MM), AC, RS485, 5M | Orbisphere
DGKM1100-W1021 | 8824 | 3% | 8559.28 | dg 410W-M1100 (28MM), AC, RS485, 10M | Orbisphere
DGKM1100-W1023 | 8722 | 3% | 8460.34 | dg 410W-M1100 (28MM), AC, RS485, 3M | Orbisphere
DGKM1100-W1025 | 8752 | 3% | 8489.44 | dg 410W-M1100 (28MM), AC, RS485, 5M | Orbisphere
DGKM1100-W1111 | 9108 | 3% | 8834.76 | dg 410W-M1100 (12MM), AC, PROF DP, 10M | Orbisphere
DGKM1100-W1113 | 9007 | 3% | 8736.79 | dg -M1100 (12MM), AC, PROF DP, 3M | Orbisphere
DGKM1100-W1115 | 9036 | 3% | 8764.92 | dg 410W-M1100 (12MM), AC, PROF DP, 5M | Orbisphere
DGKM1100-W1121 | 9108 | 3% | 8834.76 | dg 410W-M1100 (28MM), AC, PROF DP, 10M | Orbisphere
DGKM1100-W1123 | 9007 | 3% | 8736.79 | dg 410W-M1100 (28MM), AC, PROF DP, 3M | Orbisphere
DGKM1100-W1125 | 9036 | 3% | 8764.92 | dg 410W-M1100 (12MM), AC, PROF DP, 5M | Orbisphere
DGKM1100-W2011 | 8824 | 3% | 8559.28 | dg 410W-M1100 (12MM), DC, RS485, 10M | Orbisphere
DGKM1100-W2013 | 8722 | 3% | 8460.34 | dg 410W-M1100 (12MM), DC, RS485, 3M | Orbisphere
DGKM1100-W2015 | 8752 | 3% | 8489.44 | 410W-M1100 (12MM), DC, RS485, 5M | Orbisphere
DGKM1100-W2021 | 8824 | 3% | 8559.28 | dg 410W-M1100 (28MM), AC, RS485, 10M | Orbisphere
DGKM1100-W2023 | 8722 | 3% | 8460.34 | dg 410W-M1100 928MM), DC, RS485, 3M | Orbisphere
DGKM1100-W2025 | 8752 | 3% | 8489.44 | dg 410W-M1100 (28MM), DC, RS485, 5M | Orbisphere
DGKM1100-W2111 | 9108 | 3% | 8834.76 | dg 410W-M1100 (12MM), DC, PROF DP, 10M | Orbisphere
DGKM1100-W2113 | 9007 | 3% | 8736.79 | dg 410W-M1100 (12MM), DC, PROF DP, 3M | Orbisphere
DGKM1100-W2115 | 9036 | 3% | 8764.92 | dg 410W-M1100 (12MM), DC, PROF DP, 5M | Orbisphere
DGKM1100-W2121 | 9108 | 3% | 8834.76 | dg 410W-M1100 (28MM), DC, PROF DP, 10M | Orbisphere
DGKM1100-W2123 | 9007 | 3% | 8736.79 | dg 410W-M1100 (28MM), DC, PROF DP, 3M | Orbisphere
DGKM1100-W2125 | 9036 | 3% | 8764.92 | dg 410W-M1100 (28MM), DC, PROF DP, 5M | Orbisphere
DGKM110H-P10115 | 9081 | 3% | 8808.57 | M1100 KIT, 0-40 PPM, 410 PANEL, 12MM SENSOR, 15M | Orbisphere
DGKM110H-P1013 | 8722 | 3% | 8460.34 | M1100 KIT, 0-40 PPM, 410 PANEL, 12MM SENSOR, 3M | Orbisphere
DGKM110H-P10215 | 9081 | 3% | 8808.57 | M1100 KIT, 0-40 PPM, 410 PANEL, 28MM SENSOR, 15M | Orbisphere
DGKM110H-P1023 | 8722 | 3% | 8460.34 | M1100 KIT, 0-40 PPM, 410 PANEL, 28MM SENSOR, 3M | Orbisphere
DGKM110H-P11115 | 9366 | 3% | 9085.02 | M1100 KIT, 0-40 PPM, 410 PANEL, 12MM SENS, 15M | Orbisphere
DGKM110H-P1113 | 9007 | 3% | 8736.79 | M1100 KIT, 0-40 PPM, 410 PANEL, 12MM SENS, 3M | Orbisphere
DGKM110H-P11215 | 9366 | 3% | 9085.02 | M1100 KIT, 0-40 PPM, 410 PANEL, 28MM SENS, 15M | Orbisphere
DGKM110H-P1123 | 9007 | 3% | 8736.79 | M1100 KIT, 0-40 PPM, 410 PANEL, 28MM SENS, 3M | Orbisphere
DGKM110H-P20115 | 9081 | 3% | 8808.57 | M1100 KIT, 0-40 PPM, 410 PANEL, 12MM SENSOR, 15M | Orbisphere
DGKM110H-P2013 | 9747 | 3% | 9454.59 | M1100 KIT, 0-40 PPM, 410 PANEL, 12MM SENSOR, 3M | Orbisphere
DGKM110H-P20215 | 9081 | 3% | 8808.57 | M1100 KIT, 0-40 PPM, 410 PANEL, 28MM SENSOR, 15M | Orbisphere
DGKM110H-P2023 | 8722 | 3% | 8460.34 | M1100 KIT, 0-40 PPM, 410 PANEL, 28MM SENSOR, 3M | Orbisphere
DGKM110H-P21115 | 9366 | 3% | 9085.02 | M1100 KIT, 0-40 PPM, 410 PANEL, 12MM SENS, 15M | Orbisphere
DGKM110H-P2113 | 9007 | 3% | 8736.79 | M1100 KIT, 0-40 PPM, 410 PANEL, 12MM SENS, 3M | Orbisphere
DGKM110H-P21215 | 9366 | 3% | 9085.02 | M1100 KIT, 0-40 PPM, 410 PANEL, 28MM SENS, 15M | Orbisphere
DGKM110H-P2123 | 9007 | 3% | 8736.79 | M1100 KIT, 0-40 PPM, 410 PANEL, 28MM SENS, 3M | Orbisphere
DGKM110H-W10115 | 9081 | 3% | 8808.57 | M1100 KTO, 0-40 PPM, 410 WALL, 12MM SENSOR, 15M | Orbisphere
DGKM110H-W1013 | 8722 | 3% | 8460.34 | M1100 KTO, 0-40 PPM, 410 WALL, 12MM SENSOR, 3M | Orbisphere
DGKM110H-W10215 | 9081 | 3% | 8808.57 | M1100 KTO, 0-40 PPM, 410 WALL, 28MM SENSOR, 15M | Orbisphere
DGKM110H-W1023 | 8722 | 3% | 8460.34 | M1100 KTO, 0-40 PPM, 410 WALL, 28MM SENSOR, 3M | Orbisphere
DGKM110H-W11115 | 9366 | 3% | 9085.02 | M1100 KTO, 0-40 PPM, 410 WALL, 12MM SENS, 15M | Orbisphere
DGKM110H-W1113 | 9007 | 3% | 8736.79 | M1100 KTO, 0-40 PPM, 410 WALL, 12MM SENS, 3M | Orbisphere
DGKM110H-W11215 | 9366 | 3% | 9085.02 | M1100 KTO, 0-40 PPM, 410 WALL, 28MM SENS, 15M | Orbisphere
DGKM110H-W1123 | 9007 | 3% | 8736.79 | M1100 KTO, 0-40 PPM, 410 WALL, 28MM SENS, 3M | Orbisphere
DGKM110H-W20115 | 9081 | 3% | 8808.57 | M1100 KTO, 0-40 PPM, 410 WALL VDC, 12MM SENS, 15M | Orbisphere
DGKM110H-W2013 | 8722 | 3% | 8460.34 | M1100 KTO, 0-40 PPM, 410 WALL VDC, 12MM SENS, 3M | Orbisphere
DGKM110H-W20215 | 9081 | 3% | 8808.57 | M1100 KTO, 0-40 PPM, 410 WALL VDC, 28MM SENS, 15M | Orbisphere
DGKM110H-W2023 | 8722 | 3% | 8460.34 | M1100 KTO, 0-40 PPM, 410 WALL VDC, 28MM SENS, 3M | Orbisphere
DGKM110H-W21115 | 9366 | 3% | 9085.02 | M1100 KTO, 0-40 PPM, 410 WALL VDC, 12MM SENS, 15M | Orbisphere
DGKM110H-W2113 | 9007 | 3% | 8736.79 | M1100 KTO, 0-40 PPM, 410 WALL VDC, 12MM SENS, 3M | Orbisphere
DGKM110H-W21215 | 9366 | 3% | 9085.02 | M1100 KTO, 0-40 PPM, 410 WALL VDC, 28MM SENS, 15M | Orbisphere
DGKM110H-W2123 | 9007 | 3% | 8736.79 | M1100 KTO, 0-40 PPM, 410 WALL VDC, 28MM SENS, 3M | Orbisphere
DGMK1X00-MAN/E | 5.49 | 3% | 5.33 | dg M1100/K1100 MANUAL IN ENGLISH | Orbisphere
DGMK1X00-MAN/F | 5.49 | 3% | 5.33 | dg M1100/K1100 MANUAL IN FRENCH | Orbisphere
DGMK1X00-MAN/G | 5.49 | 3% | 5.33 | dg M1100K/K1100 MANUAL IN GERMAN | Orbisphere
DGMK1X00-MAN/I | 4.1 | 3% | 3.98 | dg M100/K1100 MANUAL IN ITALIAN | Orbisphere
DGMK1X00-MAN/S | 5.49 | 3% | 5.33 | dg M1100/K1100 MANUAL IN SPANISH | Orbisphere
DIS-CT12-50 | 15.45 | 3% | 14.99 | 12X55MM TEST TUBES | Hach
DIS-SFQG-25 | 63.55 | 3% | 61.64 | QGA SYRINGE FILTERS, BAG OF 25 | Hach
DO50-CAP | 73.99 | 3% | 71.77 | "Easy-to-thread-on Cap" with a pre-installed membrane. | IQ Products
DO50-GS | 403 | 3% | 390.91 | DO50-GS Standard Galvanic Dissolved Oxygen Electrod 12mm X 110 mm, 30" cable with BNC | IQ Products
DO50-KIT | 113 | 3% | 109.61 | DO50-KIT includes the DO50-CAP plus a small bottle of electrolyte and a syringe to add the electrolyte to the sensor. There is enough electrolyte to refill 3 caps. | IQ Products
DOC012.97.90327 | 26.49 | 3% | 25.7 | BASIC USER MANUAL, LOC 100 | Hach-Lange
DOC012.97.90328 | 26.49 | 3% | 25.7 | QUICK REFERENCE GUIDE, SIP 10 | Hach-Lange
DOC012.99.80041 | 15.19 | 3% | 14.73 | 2100Q QUICK START GUIDE | Hach
DOC013.99.80241 | 10.25 | 3% | 9.94 | UNPACKING GUIDE, 5500sc, PO43 LR | Hach
DOC013.99.80242 | 10.25 | 3% | 9.94 | UNPACKING GUIDE, 5500sc, PO43 HR | Hach
DOC013.99.80246 | 10.25 | 3% | 9.94 | UNPACKING GUIDE, POLYMETRON 9610sc, SiO2 | Polymetron
DOC013.99.80247 | 10.25 | 3% | 9.94 | UNPACKING GUIDE, POLYMETRON 9611sc, PO43, LR | Polymetron
DOC013.99.80248 | 10.25 | 3% | 9.94 | UNPACKING GUIDE, POLYMETRON, 9611sc, PO43, HR | Polymetron
DOC016.53.00799 | 3.19 | 3% | 3.09 | QUICK REFERENCE CARD, SD900 | American Sigma
DOC022.53.00619 | 98.9 | 3% | 95.93 | MANUAL DRB200 US VERSION | Hach
DOC022.53.00782 | 56.19 | 3% | 54.5 | DR3800 USER MANUAL, ENGLISH | Hach-Lange
DOC022.53.80225 | 1e-05 | 3% | 0 | PROCEDURE MANUAL, HYDRAULIC FRACTURING | Hach
DOC022.91.00751 | 7.95 | 3% | 7.71 | MANUAL, USER, HQD SERIES, NA FRENCH | Hach
DOC022.92.00751 | 7.85 | 3% | 7.61 | MANUAL, USER, HQD SERIES LA SPANISH | Hach
DOC022.97.80017 | 25.29 | 3% | 24.53 | BASIC USER MANUAL, HQd PORTABLE METER, ROW | Hach
DOC022.97.80041 | 28.7 | 3% | 27.84 | BASIC USER MANUAL, 2100Q (PRINTED) | Hach
DOC022.97.80116 | 25.59 | 3% | 24.82 | USER MANUAL, BASIC, HQd BENCHTOP, HACH, ROW | Hach
DOC022.97.90324 | 62.9 | 3% | 61.01 | BASIC USER MANUAL, DR3900 | Hach
DOC022.97.90367 | 23.59 | 3% | 22.88 | BUM DR 6000 UV VIS SPEKTRALPHOTOMETER US | Hach-Lange
DOC022.97.90372 | 23.59 | 3% | 22.88 | MANUAL DRINKING WATER APPLICATION DR 6000 | Hach-Lange
DOC022.97.90373 | 23.59 | 3% | 22.88 | MANUAL BREWERY APPLICATION DR 6000 | Hach-Lange
DOC022.97.90402 | 23.59 | 3% | 22.88 | MANUAL ENZYMATIC APPLICATION DR 6000 | Hach-Lange
DOC022.97.90443 | 23.19 | 3% | 22.49 | BUM DR 6000EDU UV VIS SPECTROPHOTOMETER | Hach-Lange
DOC022.98.00619 | 97.6 | 3% | 94.67 | MANUAL DRB200 EU VERSION | Hach
DOC022.98.80041 | 29.9 | 3% | 29 | 2100Q MANUAL, PRINTED | Hach
DOC023.52.00076 | 39.29 | 3% | 38.11 | MANUAL, EVITA OXY USER, ENGLISH | Polymetron
DOC023.53.80040 | 18.15 | 3% | 17.61 | aa MANUAL, sc200 FULL, ENGLISH | Hach
DOC023.53.90007 | 35.85 | 3% | 34.77 | vv MANUAL, USER, Sc1000 | Hach
DOC023.53.90032 | 29.45 | 3% | 28.57 | SODIUM ANALYZER USER MANUAL | Polymetron
DOC023.53.90137 | 37 | 3% | 35.89 | USER MANUAL FOR AN-ISE SC (HACH) | Hach
DOC023.53.90154 | 40.95 | 3% | 39.72 | USER MANUAL TSS sc, ENGLISH | Hach
DOC023.53.90171 | 40.95 | 3% | 39.72 | USER MANUAL TSS EX1 sc, ENGLISH | Hach
DOC023.54.03232 | 36.45 | 3% | 35.36 | MANUAL, SOLITAX sc INSTRUCTION | Hach
DOC023.80.90154 | 40.95 | 3% | 39.72 | USER MANUAL TSS sc, CHINESE | Hach
DOC023.80.90171 | 39.79 | 3% | 38.6 | USER MANUAL TSS EX1 sc, CHINESE | Hach
DOC023.81.90154 | 40.95 | 3% | 39.72 | USER MANUAL TSS sc, JAPANESE | Hach
DOC023.81.90171 | 40.95 | 3% | 39.72 | USER MANUAL TSS EX1 sc, JAPANESE | Hach
DOC023.84.90154 | 40.95 | 3% | 39.72 | USER MANUAL TSS sc, KOREAN | Hach
DOC023.84.90171 | 40.95 | 3% | 39.72 | USER MANUAL TSS EX1 sc, KOREAN | Hach
DOC023.90.90154 | 40.95 | 3% | 39.72 | USER MANUAL TS sc, PORT FOR BRAZIL | Hach
DOC023.90.90171 | 39.79 | 3% | 38.6 | USER MANUAL TSS EX1 sc, PORT FOR BRAZIL | Hach
DOC023.91.00051 | 41.29 | 3% | 40.05 | SPANISH 9180sc OPERATION MANUAL | Hach
DOC023.91.90137 | 36.55 | 3% | 35.45 | USER MANUAL FOR AN-ISE SC (CA) | Hach
DOC023.91.90154 | 40.95 | 3% | 39.72 | USER MANUAL TSS sc, FRENCH CANADA | Hach
DOC023.91.90171 | 40.95 | 3% | 39.72 | USER MANUAL TSS EX1 sc FRENCH CANADA | Hach
DOC023.92.00051 | 41.29 | 3% | 40.05 | PORTUGUESE 9180sc OPERATION MANUAL | Hach
DOC023.92.90154 | 40.95 | 3% | 39.72 | USER MANUAL TSS sc, SPANISH FOR S. AMERICA | Hach
DOC023.92.90171 | 40.95 | 3% | 39.72 | USER MANUAL TSS EX1 sc SPANISH FOR S. AMERICA | Hach
DOC023.97.80040 | 27.75 | 3% | 26.92 | MANUAL, sc200 BASIC, HACH | Hach
DOC023.97.80049 | 5.69 | 3% | 5.52 | INSTRUCTIONS, USER, FLOW MODULE, sc200, HACH | Hach
DOC023.97.80246 | 35.89 | 3% | 34.81 | INSTALLATION MANUAL, POLYMETRON 9610sc, SiO2, ROW | Polymetron
DOC023.97.80269 | 35.89 | 3% | 34.81 | OPERATION MANUAL, POLYMETRON 9610sc, SiO2, ROW | Polymetron
DOC023.97.80282 | 33.79 | 3% | 32.78 | BASIC USER MANUAL, CA610, ROW | Hach
DOC023.97.80473 | 35 | 3% | 33.95 | INSTALLATION MANUAL, 5500sc, AMMONIA MONOCHLORAMINE, ROW | Hach
DOC023.97.80474 | 35 | 3% | 33.95 | OPERATIONS MANUAL, 5500sc, AMMONIA MONOCHLORAMINE, ROW | Hach
DOC023.97.80475 | 35 | 3% | 33.95 | MAINTENANCE MANUAL, 5500sc, AMMONIA MONOCHLORAMINE, ROW | Hach
DOC023.98.80246 | 35.89 | 3% | 34.81 | INSTALLATION MANUAL, POLYMETRON 9610sc, SiO2, EU | Polymetron
DOC023.98.80269 | 35.89 | 3% | 34.81 | OPERATION MANUAL, POLYMETRON 9610sc, SiO2, EU | Polymetron
DOC026.53.00117 | 42.19 | 3% | 40.92 | SONATAX sc USER MANUAL | Hach
DOC026.53.00742 | 55 | 3% | 53.35 | MANUAL, O&M, SD900 PORTABLE | American Sigma
DOC026.53.00809 | 56.5 | 3% | 54.81 | DR2700 USER MANUAL | Hach
DOC026.80.00750 | 56.19 | 3% | 54.5 | MANUAL, INSTR, DR/5000, CHINESE | Hach
DOC026.81.00750 | 56.19 | 3% | 54.5 | MANUAL, INSTR, DR/5000, JAPANESE | Hach
DOC026.84.00750 | 56.19 | 3% | 54.5 | MANUAL, INSTR, DR/5000, KOREAN | Hach
DOC026.90.00750 | 56.19 | 3% | 54.5 | MANUAL, INSTR, DR/5000, PORTUGUESE | Hach
DOC026.91.00750 | 56.19 | 3% | 54.5 | MANUAL, INSTR, DR/5000, FRENCH | Hach
DOC026.92.00750 | 56.19 | 3% | 54.5 | MANUAL, INSTR, DR/5000, SPANISH | Hach
DOC026.97.80501 | 22 | 3% | 21.34 | BASIC INSTALL & MAINTENANCE MANUAL, AS950 AWRS/REF, ROW | American Sigma
DOC082.97.80041 | 22.79 | 3% | 22.11 | 2100Q CD MANUAL, HACH | Hach
DOC082.97.90444 | 53.59 | 3% | 51.98 | CD DR 6000EDU UV VIS SPECTROPHOTOMETER | Hach-Lange
DOC082.98.80041 | 22.19 | 3% | 21.52 | 2100Q DOCUMENTATION CD-ROM | Hach
DOC083.97.80040 | 17.85 | 3% | 17.31 | CD KIT, sc200 FULL USER MANUAL, HACH | Hach
DOC086.53.01000 | 0.05 | 3% | 0.05 | vv Water Analysis Handbook CD-ROM | Hach-Lange
DOC272.52.80171 | 100 | 3% | 97 | HQ440d Lab pH Meter Equipment Qualification | Hach
DOC272.52.80172 | 100 | 3% | 97 | HQ440d Lab Conductivity Meter Equipment Qualification | Hach
DOC273.99.80258 | 10.25 | 3% | 9.94 | USER INSTRUCTIONS, ANALYZER, WALL, PANEL, TABLE MOUNT | Polymetron
DOC273.99.90155 | 39.79 | 3% | 38.6 | INSTRUCTION SHEET TSS sc, TANK MOUNT | Polymetron
DOC316.53.01302 | 11.65 | 3% | 11.3 | PROCEDURE, CHLORINE CAL VERIFICATION | Hach
DPC1R1A | 436 | 3% | 422.92 | KTO:DIG PH SENS,COMBO,CONV,RYTON,TEM | GLI
DPC1R1N | 407 | 3% | 394.79 | KTO:DIG PH SENS,COMBO,CONV,RYTON | GLI
DPC1R2A | 465 | 3% | 451.05 | KTO:DIG PH SENS,COMBO,CONV,RYTON,TEM | GLI
DPC1R2N | 436 | 3% | 422.92 | KTO:DIG PH SENS,COMBO,CONV,RYTON | GLI
DPC1R3A | 525 | 3% | 509.25 | KTO:DIG PH SENS,COMBO,CONV,RYTON,TEM | GLI
DPC2K1A | 497 | 3% | 482.09 | KTO:DIG PH SENS,COMBO,INSER,KYNAR,TE | GLI
DPC2K2A | 525 | 3% | 509.25 | KTO:DIG PH SENS,COMBO,INSER,KYNAR,TE | GLI
DPC3K2A | 671 | 3% | 650.87 | KTO:DIG PH SENS,COMBO,SANIT,KYNAR,TE | GLI
DPD1P1 | 981 | 3% | 951.57 | Digital pH Sensor, PEEK, Convertible | Hach
DPD1P1.99 | 953 | 3% | 924.41 | Digital pH Sensor, PEEK, Convertible | Hach
DPD1P1Q | 953 | 3% | 924.41 | DpHD Sensor, Convertible, Quick Connect | Hach
DPD1P1Q06 | 981 | 3% | 951.57 | DpHD Sensor, Convertible, 6 Foot Cable | Hach
DPD1P3 | 1168 | 3% | 1132.96 | Digital pH Sensor, PEEK, Convertible | Hach
DPD1R1 | 920 | 3% | 892.4 | Digital pH Sensor,Ryton, Convertible | Hach
DPD1R1.99 | 893 | 3% | 866.21 | Digital pH Sensor,Ryton, Convertible | Hach
DPD1R1-WDMP | 861 | 3% | 835.17 | pH Sensor, Ryton, WDMP Mounting, Dig | Hach
DPD1R3 | 1104 | 3% | 1070.88 | Digital pH Sensor,Ryton, Convertible | Hach
DPD1R3.99 | 1073 | 3% | 1040.81 | Digital pH Sensor,Ryton, Convertible | Hach
DPD2P1 | 1013 | 3% | 982.61 | Digital pH Sensor, PEEK, Insertion | Hach
DPD2P1.99 | 982 | 3% | 952.54 | Digital pH Sensor, PEEK, Insertion | Hach
DPD3P1 | 1045 | 3% | 1013.65 | Digital pH Sensor, PEEK, Sanitary | Hach
DPD3P1.99 | 1013 | 3% | 982.61 | Digital pH Sensor, PEEK, Sanitary | Hach
DPS1 | 1045 | 3% | 1013.65 | Digital pH Sensor, Stainless | Hach
DPS1.99 | 1014 | 3% | 983.58 | Digital pH Sensor, Stainless | Hach
DR1900-01H | 3160 | 3% | 3065.2 | DR1900 SPECTRO PKG, HACH | Hach
DR1900-02L | 3480 | 3% | 3375.6 | DR1900 SPECTRO PKG, LANGE | Hach
DR2800-45 | 37 | 3% | 35.89 | PROCEDURE MANUAL, DR 2800, CD-ROM | Hach
DR2827-45 | 37 | 3% | 35.89 | PROCEDURE MANL, DR2800/2700, CD-ROM | Hach
DR3900TKN01 | 5247 | 3% | 5089.59 | aa KTO: DR3900 TKN PKG SINGLE BLOCK | Hach
DR3900TKN02 | 5567 | 3% | 5399.99 | aa KTO: DR3900 TKN PKG DUAL BLOCK | Hach
DRB200-01 | 953 | 3% | 924.41 | REACTOR 115V 9X13 + 2x20 (1 BLOCK) | Hach
DRB200-02 | 1285 | 3% | 1246.45 | REACTOR 115V 21X13/4X20 (2 BLOCKS) | Hach
DRB200-03 | 1285 | 3% | 1246.45 | REACTOR 115V 15X13/15X13 (2 BLOCKS) | Hach
DRB200-04 | 1285 | 3% | 1246.45 | REACTOR 115V 12X13 + 8X20 (2 BLOCKS) | Hach
DRB200-05 | 938 | 3% | 909.86 | KTO:REACTOR 230V 9X13+2X20 (1 BLOCK) | Hach
DRB200-06 | 1305 | 3% | 1265.85 | KTO:REACTOR 230V 21X13/4X20 2 BLOCKS | Hach
DRB200-07 | 1305 | 3% | 1265.85 | KTO: REACTOR 230V 15X13/15X13 2 BLKS | Hach
DRB200-08 | 1305 | 3% | 1265.85 | KTO:REACTOR 230V 12X13+8X20 2 BLOCKS | Hach
DRC1R5N | 427 | 3% | 414.19 | KTO: DIG ORP SENS,COMBO,CONV,RYTON | GLI
DRC2K5N | 489 | 3% | 474.33 | KTO:DIG ORP SENS,COMBO,INSER,KYNAR | GLI
DRD1P5 | 1047 | 3% | 1015.59 | Digital ORP Sensor,PEEK, Convertible | Hach
DRD1P5.99 | 1015 | 3% | 984.55 | Digital ORP Sensor,PEEK, Convertible | Hach
DRD1P6 | 1106 | 3% | 1072.82 | Digital ORP Sensor,PEEK, Convertible | Hach
DRD1P6.99 | 1075 | 3% | 1042.75 | Digital ORP Sensor,PEEK, Convertible | Hach
DRD1R5 | 983 | 3% | 953.51 | Digital ORP Sensor,Ryton,Convertible | Hach
DRD1R5.99 | 955 | 3% | 926.35 | Digital ORP Sensor,Ryton,Convertible | Hach
DRD1R6 | 1047 | 3% | 1015.59 | Digital ORP Sensor,Ryton,Convertible | Hach
DRD2P5 | 1079 | 3% | 1046.63 | Digital ORP Sensor,PEEK,Insertion | Hach
DRD2P5.99 | 1046 | 3% | 1014.62 | Digital ORP Sensor,PEEK, Insertion | Hach
DRD2P6 | 1105 | 3% | 1071.85 | Digital ORP Sensor,PEEK,Insertion | Hach
DRD3P5 | 1075 | 3% | 1042.75 | Digital ORP Sensor,PEEK,Sanitary | Hach
DRS5 | 1045 | 3% | 1013.65 | Digital ORP Sensor,Stainless | Hach
DRS5.99 | 1013 | 3% | 982.61 | pHD sc, Differential ORP Digital | Hach
DR-USB | 28.85 | 3% | 27.98 | USB SOFTWARE UPDATE, PHOTOMETER | Hach
DSA-25C | 360 | 5% | 342 | DEPOSIT AND SURFACE ANALYSIS COMPLETE, 25 TEST | Hach
DSA-5 | 37.09 | 5% | 35.24 | DEPOSIT AND SURFACE KIT, 25 TESTS | Hach
E33A1CN | 923 | 3% | 895.31 | aa GLI-PANEL MT. 1/4 DIN | GLI
E33A1CP | 929 | 3% | 901.13 | aa GLI-PANEL MT. 1/4 DIN | GLI
E33A1CS | 952 | 3% | 923.44 | aa GLI-PANEL MT. 1/4 DIN | GLI
E33A1NN | 897 | 3% | 870.09 | aa Elec. Unit, Panel Mount | GLI
E33A1NS | 923 | 3% | 895.31 | aa GLI-PANEL MT. 1/4 DIN | GLI
E62-3650KT | 365 | 3% | 354.05 | External Power Supply | Orbisphere
E71T001 | 1142 | 3% | 1107.74 | PHOTOCOLORIMETRIC PROBE | Hach
E91M001 | 833 | 3% | 808.01 | MEMBRANE KIT FOR ISE25Ca-9 | Hach
E91M004 | 864 | 3% | 838.08 | MEMBRANE KIT FOR ISE25N03-9 | Hach
EQP-BUN-PMTLC | 4765 | 5% | 4526.75 | PHOTONMASTER FIELD EQP SET + 1-YEAR LUMICALC | Hach
EQP-CASE-TABR | 349 | 3% | 338.53 | Tablet-Ready Photonmaster Case | Hach
EQP-PAC-LTC | 6876 | 5% | 6532.2 | KIKKOMAN C-110 FIELD EQUIPMENT SET | Hach
EQP-PAC-PMT | 3970 | 5% | 3771.5 | PHOTONMASTER FIELD EQP SET | Hach
EQP-PBM-PAC | 4300 | 5% | 4085 | PHOTONMASTER + PBM EQUIPMENT SET | Hach
EQP-PBM-UPGB | 815 | 5% | 774.25 | PHOTONMASTER + PBM UPGRADE SET (BASIC) | Hach
EQP-PBM-UPGF | 1000 | 5% | 950 | PHOTONMASTER + PBM UPGRADE SET (FULL) | Hach
EQP-TAB | 1050 | 5% | 997.5 | TABLET COMPUTER W/BASE LUMICALC | Hach
EQP-TAB-PMT | 5000 | 3% | 4850 | KTO: PHOTONMASTER W/TABLET | Hach
EQP-TABR-PMT | 3950 | 5% | 3752.5 | PHOTONMASTER - TABLET READY W/CASE | Hach
EYT033 | 215 | 3% | 208.55 | BUSINESS DOLLY | Hach
F_1001169.99-A | 122 | 3% | 118.34 | BUBBLER FOR PHARMAPACK 29981 | Orbisphere
F1-1001-101 | 146 | 3% | 141.62 | REPAIR KIT-PP PIN-LOCK(F1 | GLI
F1-1001-101G | 140 | 3% | 135.8 | Generic Pin-Lock Repair Kit | GLI
F1-1001-102 | 177 | 3% | 171.69 | REPAIR KIT-PVDF PIN-LK(F1 | GLI
F1-1001-103 | 177 | 3% | 171.69 | REPAIR KIT-INSERTION/FLOW | GLI
F1-1003-B2 | 150 | 3% | 145.5 | BOM-PLUG PVDF & VITN,FOR | GLI
F1A11A1G | 507 | 3% | 491.79 | FINISHED SENSOR,PIN-LOCK, | GLI
F1A11A1T | 525 | 3% | 509.25 | Flow Sensor, Poly | GLI
F1A11A1T20P | 513 | 3% | 497.61 | TEE MOUNT STYLE IMPELLER | GLI
F1A11A1T20S | 533 | 3% | 517.01 | FINISHED SENSOR,PIN-LOCK, | GLI
F1A11A1T25N | 773 | 3% | 749.81 | TEE-MNT SNSR,POLYPRO,25' | GLI
F1A11A1T30 | 784 | 3% | 760.48 | FINISHED SENSOR,PIN-LOCK, | GLI
F1A11A1T50 | 836 | 3% | 810.92 | FINISHED SENSOR,PIN-LOCK, | GLI
F1A11B2T | 633 | 3% | 614.01 | aa Flow Sensor, Kynar | GLI
F1A11B2T20S | 658 | 3% | 638.26 | aa TEE MNT SNSR,PVDF,20'CBL | GLI
F1A11B2T25N | 898 | 3% | 871.06 | TEE MNT SNSR,PVDF,25'CBL | GLI
F1A11B2T-SP | 507 | 3% | 491.79 | vv F1A11B2T Special Promotion Upgrade | GLI
F1A12C1T | 1242 | 3% | 1204.74 | aa FINISHED SENSOR,FLOTHRU,3 | GLI
F1A12C1T20P | 1248 | 3% | 1210.56 | IMPLLR FLW SNSR,PVDF BODY | GLI
F1A12C1T40 | 1544 | 3% | 1497.68 | IMPELLER FLOW SENSOR | GLI
F1A12D1T | 1017 | 3% | 986.49 | aa FINISHED SENSOR,FLOTHRU,B | GLI
F1A12D1T20P | 997 | 3% | 967.09 | IMPELLER FLW SNSR,FLOTHRU | GLI
F1A12D1T30N | 1268 | 3% | 1229.96 | IMPELLER FLW SNSR,PIPE TH | GLI
F1A13C1T | 2489 | 3% | 2414.33 | aa FINISHED SENSOR,INSRT,316 | GLI
F1A13D1T | 1331 | 3% | 1291.07 | aa FINISHED SENSOR,INSRT,BRA | GLI
F1A13D1T30N | 1607 | 3% | 1558.79 | FLOW SNSR,INSRTN,PVDF BDY | GLI
F1C2A1002 | 1013 | 3% | 982.61 | ASSY. INSERTION TOOL | GLI
F33A1NN | 1138 | 3% | 1103.86 | aa Flow Unit, Panel Mount | GLI
F33B1NP | 1425 | 3% | 1382.25 | GLI-Pnl Mnt Flw,Hart,Ppr | GLI
G1100-300 | 2512 | 3% | 2436.64 | LDO FOR PURE WATER, CABLE 3M | Orbisphere
G1100-300GP | 2745 | 3% | 2662.65 | Luminescent oxygen sensor for pure water applications, with 3 meter cable. | Orbisphere
G1100-F4 | 1186 | 3% | 1150.42 | FLOW CHAMBER ACCY, 1/4" FITTINGS | Orbisphere
G1100-F6 | 1105 | 3% | 1071.85 | FLOW CHAMBER ACCY, 6MM FITTINGS | Orbisphere
G1200-300 | 2513 | 3% | 2437.61 | LDO SENSOR,PURE WATER, 3M CABLE | Orbisphere
G63G1012 | 228 | 3% | 221.16 | LOGBOOK BD,NGA MID-RANGE | GLI
H130 | 235 | 3% | 227.95 | METER, POCKET PH, ONE POINT, H130 | Hach
H135 | 293 | 3% | 284.21 | METER, POCKET PH, PROFESSIONAL, H135 | Hach
H138 | 347 | 3% | 336.59 | METER, POCKET PH, ELITE, H138 | Hach
H160-BNDL | 1007 | 3% | 976.79 | KTO: METER, pH H160 | Hach
H160NP | 523 | 3% | 507.31 | METER, pH H160 | Hach
H170-BNDL | 1444 | 3% | 1400.68 | KTO: METER, pH/COND, H170 | Hach
H170NP | 636 | 3% | 616.92 | METER, pH/COND, H170 | Hach
H260G-BNDL | 1347 | 3% | 1306.59 | KTO: METER, GLP pH, H260G | Hach
H260GNP | 993 | 3% | 963.21 | METER, GLP pH, H260G | Hach
H270G-BNDL | 1948 | 3% | 1889.56 | KTO: METER, GLP pH/COND, H270G | Hach
H270GNP | 1232 | 3% | 1195.04 | METER, GLP pH/COND, H270G | Hach
H280G-BNDL | 2775 | 3% | 2691.75 | KTO: METER, GLP pH/COND/DO, H280G | Hach
H280GNP | 1464 | 3% | 1420.08 | METER, GLP pH/COND/DO, H280G | Hach
H3422C3A | 603 | 3% | 584.91 | GATEWAY, ANALOG COND SENSOR, & CABLE | GLI
H3422D3A | 603 | 3% | 584.91 | GATEWAY, ANALOG COND SENSOR, & CABLE | GLI
H-4195-1002 | 34513 | 3% | 33477.61 | HACH astroTOC UV TURBO,CRS,2000 ug/l | Astro
H-4195-1005 | 34513 | 3% | 33477.61 | HACH astroTOC UV TURBO, CRS, | Astro
H-4195-1006 | 34513 | 3% | 33477.61 | HACH astroTOC UV TURBO C 10000╡g/l | Astro
H-4195-1007 | 34513 | 3% | 33477.61 | HACH astroTOC UV TURBO C 25000╡g/l | Astro
H-4195-1008 | 34513 | 3% | 33477.61 | HACH astroTOC UV TURBO C 50000╡g/l | Astro
H-4195-1010 | 32092 | 3% | 31129.24 | HACH astroTOC UV, CRS, 5mg/l, 1UV | Astro
H-4195-1010-EPA | 34319 | 3% | 33289.43 | HACH 1950PLUS, CRS, 5 mg/l,2UV,2 STR | Astro
H-4195-1020 | 32092 | 3% | 31129.24 | HACH astroTOC UV, CRS, 10mg/l, 1UV | Astro
H-4195-1020-EPA | 34319 | 3% | 33289.43 | HACH 1950PLUS,CRS,10 mg/l2UV,2STR | Astro
H-4195-1030 | 32092 | 3% | 31129.24 | HACH astroTOC UV, CRS, 25mg/l, 1UV | Astro
H-4195-1030-EPA | 34319 | 3% | 33289.43 | HACH 1950PLUS,CRS,25 mg/12UV,2 STR | Astro
H-4195-1040 | 32092 | 3% | 31129.24 | HACH astroTOC UV, CRS, 50mg/l, 1UV | Astro
H-4195-1040-EPA | 34319 | 3% | 33289.43 | HACH 1950PLUS,CRS,50mg/l2UV,2STR | Astro
H-4195-1050 | 32698 | 3% | 31717.06 | HACH astroTOC UV, CRS, 100mg/l, 1UV, | Astro
H-4195-1050-EPA | 34319 | 3% | 33289.43 | HACH 1950PLUS,CRS,100mg/l2UV,2STR | Astro
H-4195-1060 | 32698 | 3% | 31717.06 | HACH astroTOC UV, CRS, 200mg/l, 1UV, | Astro
H-4195-1070 | 32698 | 3% | 31717.06 | HACH astroTOC UV, CRS, 500mg/l, 1UV, | Astro
H-4195-2000 | 33831 | 3% | 32816.07 | HACH astroTOC UV, CRS, 100mg/l, 2UV | Astro
H-4195-2010 | 33831 | 3% | 32816.07 | HACH astroTOC UV, CRS, 200mg/l, 2UV | Astro
H-4195-2020 | 33831 | 3% | 32816.07 | HACH astroTOC UV, CRS, 500mg/l, 2UV | Astro
H-4195-2030 | 33831 | 3% | 32816.07 | HACH astroTOC UV, CRS, 1000mg/l, 2UV | Astro
H-4195-2040 | 34513 | 3% | 33477.61 | HACH astroTOC UV, CRS, 1000mg/l, 2UV | Astro
H-4195-2050 | 34513 | 3% | 33477.61 | HACH astroTOC UV, CRS, 2000mg/l, 2UV | Astro
H-4195-2060 | 34513 | 3% | 33477.61 | HACH astroTOC UV, CRS, 5000mg/l, 2UV | Astro
H-4195-2070 | 34513 | 3% | 33477.61 | HACH astroTOC UV, CRS, 10000mg/l, | Astro
H-4195-2080 | 34513 | 3% | 33477.61 | HACH astroTOC UV, CRS, 20000mg/l, | Astro
H-4195-3002 | 42232 | 3% | 40965.04 | HACH astroTOC UV TURBO, SS, 2000ug/l | Astro
H-4195-3005 | 42232 | 3% | 40965.04 | HACH astroTOC UV TURBO, SS, 5000ug/l | Astro
H-4195-3010-EPA | 42139 | 3% | 40874.83 | HACH 1950PLUS,SS,5mg /l, 2UV,2 STR | Astro
H-4195-3020 | 41173 | 3% | 39937.81 | HACH astroTOC UV, SS, 10mg/l, 1UV | Astro
H-4195-3020-EPA | 43729 | 3% | 42417.13 | HACH 1950PLUS,SS,10 mg/l,2UV,2STR | Astro
H-4195-3030 | 41173 | 3% | 39937.81 | HACH astroTOC UV, SS, 25mg/l, 1UV | Astro
H-4195-3030-EPA | 42139 | 3% | 40874.83 | HACH 1950PLUS,SS,25 mg/l,2UV,2STR | Astro
H-4195-3040 | 41173 | 3% | 39937.81 | HACH astroTOC UV, SS, 50mg/l, 1UV | Astro
H-4195-3040-EPA | 42139 | 3% | 40874.83 | HACH 1950PLUS,SS,50 mg/l,2UV,2STR | Astro
H-4195-3050 | 41777 | 3% | 40523.69 | HACH astroTOC UV, SS, 100mg/l, 1UV, | Astro
H-4195-3050-EPA | 42139 | 3% | 40874.83 | HACH 1950PLUS,SS,100mg/l,2UV,2STR | Astro
H-4195-3060 | 41777 | 3% | 40523.69 | HACH astroTOC UV, SS, 200mg/l, 1UV, | Astro
H-4195-3070 | 41777 | 3% | 40523.69 | HACH astroTOC UV, SS, 500mg/l, 1UV, | Astro
H-4195-4000 | 42761 | 3% | 41478.17 | HACH astroTOC UV, SS, 100mg/l, 2UV | Astro
H-4195-4010 | 42836 | 3% | 41550.92 | HACH astroTOC UV, SS, 200mg/l, 2UV | Astro
H-4195-4020 | 42836 | 3% | 41550.92 | HACH astroTOC UV, SS, 500mg/l, 2UV | Astro
H-4195-4030 | 42836 | 3% | 41550.92 | HACH astroTOC UV, SS, 1000mg/l, 2UV | Astro
H-4195-4040 | 43591 | 3% | 42283.27 | HACH astroTOC UV, SS, 1000mg/l, 2UV, | Astro
H-4195-4050 | 43744 | 3% | 42431.68 | HACH astroTOC UV, SS, 2000mg/l, 2UV, | Astro
H-4195-4060 | 43744 | 3% | 42431.68 | HACH astroTOC UV, SS, 5000mg/l, 2UV, | Astro
H-4195-4070 | 43591 | 3% | 42283.27 | HACH astroTOC UV, SS, 10000mg/l, 2UV | Astro
H-4195-4080 | 43591 | 3% | 42283.27 | HACH astroTOC UV, SS, 20000mg/l, 2UV | Astro
H-6195-1010 | 22714 | 3% | 22032.58 | WDM astroTOC UV CRS 5mg/l 1UV w/SIM | Hach
H-6195-1020 | 22714 | 3% | 22032.58 | WDM astroTOC UV CRS 10mg/l 1UV w/SIM | Hach
H-6195-1030 | 22714 | 3% | 22032.58 | WDM astroTOC UV CRS 25mg/l 1UV w/SIM | Hach
H-6195-1040 | 22714 | 3% | 22032.58 | WDM astroTOC UV CRS 50mg/l 1UV w/SIM | Hach
H-6195-3010 | 29662 | 3% | 28772.14 | WDM astroTOC UV SS 5mg/l 1UV w/SIM | Hach
H-6195-3020 | 29662 | 3% | 28772.14 | WDM astroTOC UV SS 10mg/l 1UV w/SIM | Hach
H-6195-3030 | 29662 | 3% | 28772.14 | WDM astroTOC UV SS 25mg/l 1UV w/SIM | Hach
H-6195-3040 | 29662 | 3% | 28772.14 | WDM astroTOC UV SS 50mg/l 1UV w/SIM | Hach
HMP4 | 837 | 3% | 811.89 | MP-4 PORTABLE METER | Hach
HMP4EP | 899 | 3% | 872.03 | KTO: MP-4 ESSENTIALS PACKAGE | Hach
HMP4EPD | 1113 | 3% | 1079.61 | KTO: MP-4 ESSENTIALS PACKAGE W/DOCK | Hach
HMP4EPD | 1113 | 3% | 1079.61 | KTO: MP-4 ESSENTIALS PACKAGE W/DOCK | Hach
HMP6 | 1119 | 3% | 1085.43 | MP-6 PORTABLE METER | Hach
HMP6EP | 1194 | 3% | 1158.18 | KTO: MP-6 ESSENTIALS PACKAGE | Hach
HMP6EPD | 1433 | 3% | 1390.01 | KTO: MP-6 ESSENTIALS PACKAGE W/DOCK | Hach
HMP6P | 1119 | 3% | 1085.43 | MP-6p PORTABLE METER | Hach
HMP6PEP | 1219 | 3% | 1182.43 | KTO: MP-6p ESSENTIALS PACKAGE | Hach
HMP6PEPD | 1433 | 3% | 1390.01 | KTO: MP-6p ESSENTIALS PACKAGE W/DOCK | Hach
HMPCASE | 50.35 | 3% | 48.84 | CASE, HARDSIDED MP SERIES | Hach
HMPDOCK | 220 | 3% | 213.4 | ff MP-DOCK COMPUTER INTERFACE | Hach
HPT210 | 26.35 | 5% | 25.03 | aa FREE CHLORINE LIQUID DPD, 100 TESTS | Hach
HPT291 | 110.7 | 5% | 105.17 | Manganese LR PAN (50) | Hach
HPT310 | 47.39 | 5% | 45.02 | aa FREE & TOTAL CHLORINE LIQUID DPD | Hach
HQ11D | 524 | 3% | 508.28 | HQ11d pH PORTABLE METER | Hach
HQ11D53000000 | 524 | 3% | 508.28 | KTO: HQ11D | Hach
HQ11D53101000 | 776 | 3% | 752.72 | KTO: HQ11D, PHC101-01 | Hach
HQ11D53101101 | 1010 | 3% | 979.7 | KTO: HQ11D, PHC101-01, PHC101-01 | Hach
HQ11D53101103 | 1044 | 3% | 1012.68 | KTO: HQ11D, PHC101-01, PHC101-03 | Hach
HQ11D53101115 | 1306 | 3% | 1266.82 | KTO: HQ11D, PHC101-01, PHC101-05 | Hach
HQ11D53103000 | 806 | 3% | 781.82 | KTO: HQ11D, PHC101-03 | Hach
HQ11D53103151 | 1105 | 3% | 1071.85 | KTO: HQ11D, PHC101-03, PHC301-01 | Hach
HQ11D53115000 | 1102 | 3% | 1068.94 | KTO: HQ11D, PHC101-05 | Hach
HQ11D53115151 | 1368 | 3% | 1326.96 | KTO: HQ11D, PHC101-05, PHC301-01 | Hach
HQ11D53151000 | 797 | 3% | 773.09 | KTO: HQ11D, PHC301-01 | Hach
HQ11D53153000 | 838 | 3% | 812.86 | KTO: HQ11D, PHC301-03 | Hach
HQ11DX | 531 | 3% | 515.07 | HQ11d pH PORTABLE METER, INST ONLY | Hach
HQ14D | 524 | 3% | 508.28 | HQ14d CONDUCTIVITY PORTABLE METER | Hach
HQ14D53000000 | 524 | 3% | 508.28 | KTO: HQ14D | Hach
HQ14D53201000 | 908 | 3% | 880.76 | KTO: HQ14D, CDC401-01 | Hach
HQ14D53201201 | 1307 | 3% | 1267.79 | KTO: HQ14D, CDC401-01, CDC401-01 | Hach
HQ14D53203000 | 950 | 3% | 921.5 | KTO: HQ14D, CDC401-03 | Hach
HQ14D53215000 | 1204 | 3% | 1167.88 | KTO: HQ14D, CDC401-05 | Hach
HQ30D | 805 | 3% | 780.85 | HQ30d FLEXI PORTABLE METER | Hach
HQ30D53000000 | 805 | 3% | 780.85 | KTO: HQ30D | Hach
HQ30D53101000 | 1050 | 3% | 1018.5 | KTO: HQ30D, PHC101-01 | Hach
HQ30D53101101 | 1307 | 3% | 1267.79 | KTO: HQ30D, PHC101-01, PHC101-01 | Hach
HQ30D53101103 | 1336 | 3% | 1295.92 | KTO: HQ30D, PHC101-01. PHC101-03 | Hach
HQ30D53101151 | 1350 | 3% | 1309.5 | KTO: HQ30D, PHC101-01, PHC301-01 | Hach
HQ30D53101201 | 1450 | 3% | 1406.5 | KTO: HQ30D, PHC101-01, CDC401-01 | Hach
HQ30D53101203 | 1492 | 3% | 1447.24 | KTO: HQ30D, PHC101-01, CDC401-03 | Hach
HQ30D53101301 | 1715 | 3% | 1663.55 | KTO: HQ30D, PHC101-01, LDO101-01 | Hach
HQ30D53101303 | 1757 | 3% | 1704.29 | KTO: HQ30D, PHC101-01, LDO101-03 | Hach
HQ30D53101315 | 1853 | 3% | 1797.41 | KTO: HQ30D, PHC101-01, LDO101-05 | Hach
HQ30D53103000 | 1101 | 3% | 1067.97 | KTO: HQ30D, PHC101-03 | Hach
HQ30D53103203 | 1491 | 3% | 1446.27 | KTO: HQ30D, PHC101-03, CDC401-03 | Hach
HQ30D53103303 | 1775 | 3% | 1721.75 | KTO: HQ30D, PHC101-03, LDO101-03 | Hach
HQ30D53115000 | 1388 | 3% | 1346.36 | KTO: HQ30D, PHC101-05 | Hach
HQ30D53115215 | 2020 | 3% | 1959.4 | KTO: HQ30D, PHC101-05, CDC401-05 | Hach
HQ30D53115315 | 2163 | 3% | 2098.11 | KTO: HQ30D, PHC101-05, LDO101-05 | Hach
HQ30D53151000 | 1082 | 3% | 1049.54 | KTO: HQ30D, PHC301-01 | Hach
HQ30D53151201 | 1459 | 3% | 1415.23 | KTO: HQ30D, PHC301-01, CDC401-01 | Hach
HQ30D53153000 | 1113 | 3% | 1079.61 | KTO: HQ30D, PHC301-03 | Hach
HQ30D53153201 | 1512 | 3% | 1466.64 | KTO: HQ30D, PHC301-03, CDC401-01 | Hach
HQ30D53153203 | 1525 | 3% | 1479.25 | KTO: HQ30D, PHC301-03, CDC401-03 | Hach
HQ30D53153303 | 1797 | 3% | 1743.09 | KTO: HQ30D, PHC301-03, LDO101-03 | Hach
HQ30D53201000 | 1204 | 3% | 1167.88 | KTO: HQ30D, CDC401-01 | Hach
HQ30D53201301 | 1857 | 3% | 1801.29 | KTO: HQ30D, CDC401-01, LDO101-01 | Hach
HQ30D53201315 | 1980 | 3% | 1920.6 | KTO: HQ30D, CDC401-01, LDO101-05 | Hach
HQ30D53203000 | 1246 | 3% | 1208.62 | KTO: HQ30D, CDC401-03 | Hach
HQ30D53203303 | 1912 | 3% | 1854.64 | KTO: HQ30D, CDC401-03, LDO101-03 | Hach
HQ30D53215000 | 1495 | 3% | 1450.15 | KTO: HQ30D, CDC401-05 | Hach
HQ30D53215315 | 2265 | 3% | 2197.05 | KTO: HQ30D, CDC401-05, LDO101-05 | Hach
HQ30D53301000 | 1469 | 3% | 1424.93 | KTO: HQ30D, LDO101-01 | Hach
HQ30D53301301 | 2122 | 3% | 2058.34 | KTO: HQ30D, LDO101-01, LDO101-01 | Hach
HQ30D53301315 | 2267 | 3% | 2198.99 | KTO: HQ30D, LDO101-01, LDO101-05 | Hach
HQ30D53303000 | 1511 | 3% | 1465.67 | KTO: HQ30D, LDO101-03 | Hach
HQ30D53315000 | 1592 | 3% | 1544.24 | KTO: HQ30D, LDO101-05 | Hach
HQ30D53315315 | 2367 | 3% | 2295.99 | KTO: HQ30D, LDO101-05, LDO101-05 | Hach
HQ30D55115315 | 2133 | 3% | 2069.01 | KTO: FR, HQ30D, PHC101-05, LDO101-05 | Hach
HQ30D55303000 | 1511 | 3% | 1465.67 | KTO: FR, HQ30D, LDO101-03 | Hach
HQ30D55315000 | 1614 | 3% | 1565.58 | KTO: FR, HQ30D, LDO101-05 | Hach
HQ30D61301000 | 1492 | 3% | 1447.24 | KTO: SPAN, HQ30D, LDO101-01 | Hach
HQ30D79303000 | 1511 | 3% | 1465.67 | KTO: PORT, HQ30D, LDO101-03 | Hach
HQ40D | 1053 | 3% | 1021.41 | vv HQ40d MULTI PORTABLE METER | Hach
HQ40D18 | 30.89 | 3% | 29.96 | MANUAL, INSTRUMENT, HQD SERIES | Hach
HQ40D49000000 | 1056 | 3% | 1024.32 | KTO: HQ40D | Hach
HQ40D49101000 | 1264 | 3% | 1226.08 | KTO: HQ40D, PHC101-01 | Hach
HQ40D49101101 | 1510 | 3% | 1464.7 | KTO: HQ40D, PHC101-01, PHC101-01 | Hach
HQ40D49101201 | 1653 | 3% | 1603.41 | KTO:HQ40D, PHC101-01, CDC401-01(EU PWR SPPLY INCL) | Hach
HQ40D49101203 | 1695 | 3% | 1644.15 | KTO: HQ40D, PHC101-01, CDC401-03 | Hach
HQ40D49101301 | 1940 | 3% | 1881.8 | KTO: HQ40D, PHC101-01, LDO101-01 | Hach
HQ40D49103000 | 1291 | 3% | 1252.27 | KTO: HQ40D, PHC101-03 | Hach
HQ40D49103103 | 1561 | 3% | 1514.17 | KTO: HQ40D, PHC101-03, PHC101-03 | Hach
HQ40D49103201 | 1661 | 3% | 1611.17 | KTO: HQ40D, PHC101-03, CDC401-01 | Hach
HQ40D49103203 | 1757 | 3% | 1704.29 | KTO: HQ40D, PHC101-03, CDC401-03 | Hach
HQ40D49103303 | 2023 | 3% | 1962.31 | KTO: HQ40D, PHC101-03, LDO101-03 | Hach
HQ40D49103315 | 2081 | 3% | 2018.57 | KTO: HQ40D, PHC101-03, LD0101-05 | Hach
HQ40D49115000 | 1573 | 3% | 1525.81 | KTO: HQ40D, PHC101-05 | Hach
HQ40D49115215 | 2265 | 3% | 2197.05 | KTO: HQ40D, PHC101-05, CDC401-05 | Hach
HQ40D49115315 | 2388 | 3% | 2316.36 | KTO: HQ40D, PHC101-05, LDO101-05(EU PWR SPPLY INCL) | Hach
HQ40D49151000 | 1266 | 3% | 1228.02 | KTO: HQ40D, PHC301-01 | Hach
HQ40D49151201 | 1634 | 3% | 1584.98 | KTO: HQ40D, PHC301-01, CDC401-01 | Hach
HQ40D49151301 | 1960 | 3% | 1901.2 | KTO: HQ40D, PHC301-01, LDO101-01 | Hach
HQ40D49153203 | 1662 | 3% | 1612.14 | KTO: HQ40D, PHC301-03, CDC401-03 | Hach
HQ40D49201000 | 1408 | 3% | 1365.76 | KTO: HQ40D, CDC401-01 | Hach
HQ40D49201301 | 2034 | 3% | 1972.98 | KTO: HQ40D, CDC401-01, LDO101-01 | Hach
HQ40D49201303 | 2067 | 3% | 2004.99 | KTO: HQ40D, CDC401-01, LDO101-03 | Hach
HQ40D49203303 | 2102 | 3% | 2038.94 | KTO: HQ40D, CDC401-03, LDO101-03 | Hach
HQ40D49301000 | 1696 | 3% | 1645.12 | KTO: HQ40D, LDO101-01 | Hach
HQ40D49315000 | 1817 | 3% | 1762.49 | KTO: HQ40D, LDO101-05 | Hach
HQ40D49315315 | 2599 | 3% | 2521.03 | KTO: HQ40D, LDO101-05, LDO101-05 | Hach
HQ40D53000000 | 1052 | 3% | 1020.44 | KTO: HQ40D | Hach
HQ40D53101000 | 1275 | 3% | 1236.75 | KTO: HQ40D, PHC101-01 | Hach
HQ40D53101101 | 1510 | 3% | 1464.7 | KTO: HQ40D, PHC101-01, PHC101-01 | Hach
HQ40D53101151 | 1509 | 3% | 1463.73 | KTO: HQ40D, PHC101-01, PHC301-01 | Hach
HQ40D53101201 | 1675 | 3% | 1624.75 | KTO: HQ40D, PHC101-01, CDC401-01 | Hach
HQ40D53101203 | 1694 | 3% | 1643.18 | KTO: HQ40D, PHC101-01, CDC401-03 | Hach
HQ40D53101301 | 1940 | 3% | 1881.8 | KTO: HQ40D, PHC101-01, LDO101-01 | Hach
HQ40D53101303 | 1959 | 3% | 1900.23 | KTO: HQ40D, PHC101-01, LDO101-03 | Hach
HQ40D53101315 | 2040 | 3% | 1978.8 | KTO: HQ40D, PHC101-01, LDO101-05 | Hach
HQ40D53103000 | 1328 | 3% | 1288.16 | KTO: HQ40D, PHC101-03 | Hach
HQ40D53103103 | 1561 | 3% | 1514.17 | KTO: HQ40D, PHC101-03, PHC101-03 | Hach
HQ40D53103201 | 1694 | 3% | 1643.18 | KTO: HQ40D, PHC101-03, CDC401-01 | Hach
HQ40D53103203 | 1725 | 3% | 1673.25 | KTO: HQ40D, PHC101-03, CDC401-03 | Hach
HQ40D53103215 | 1882 | 3% | 1825.54 | KTO: HQ40D, PHC101-03, CDC401-05 | Hach
HQ40D53103303 | 2000 | 3% | 1940 | KTO: HQ40D, PHC101-03, LDO101-03 | Hach
HQ40D53103315 | 2104 | 3% | 2040.88 | KTO: HQ40D, PHC101-03, LDO101-05 | Hach
HQ40D53115000 | 1591 | 3% | 1543.27 | KTO: HQ40D, PHC101-05 | Hach
HQ40D53115151 | 1829 | 3% | 1774.13 | KTO: HQ40D, PHC101-05, PHC301-01 | Hach
HQ40D53115201 | 1944 | 3% | 1885.68 | KTO: HQ40D, PHC101-05, CDC401-01 | Hach
HQ40D53115215 | 2309 | 3% | 2239.73 | KTO: HQ40D, PHC101-05, CDC401-05 | Hach
HQ40D53115301 | 2217 | 3% | 2150.49 | KTO: HQ40D, PHC101-05, LDO101-01 | Hach
HQ40D53115315 | 2410 | 3% | 2337.7 | KTO: HQ40D, PHC101-05, LDO101-05 | Hach
HQ40D53151000 | 1284 | 3% | 1245.48 | KTO: HQ40D, PHC301-01 | Hach
HQ40D53151151 | 1529 | 3% | 1483.13 | KTO: HQ40D, PHC301-01, PHC301-01 | Hach
HQ40D53151201 | 1675 | 3% | 1624.75 | KTO: HQ40D, PHC301-01, CDC401-01 | Hach
HQ40D53151203 | 1680 | 3% | 1629.6 | KTO: HQ40D, PHC301-01, CDC401-03 | Hach
HQ40D53151215 | 1939 | 3% | 1880.83 | KTO: HQ40D, PHC301-01, CDC401-05 | Hach
HQ40D53151301 | 1960 | 3% | 1901.2 | KTO: HQ40D, PHC301-01, LDO101-01 | Hach
HQ40D53151303 | 1951 | 3% | 1892.47 | KTO: HQ40D, PHC301-01, LDO101-03 | Hach
HQ40D53151315 | 2082 | 3% | 2019.54 | KTO: HQ40D, PHC301-01, LDO101-05 | Hach
HQ40D53153000 | 1310 | 3% | 1270.7 | KTO: HQ40, PHC301-03 | Hach
HQ40D53153301 | 1952 | 3% | 1893.44 | KTO: HQ40D, PHC301-03, LDO101-01 | Hach
HQ40D53153303 | 2020 | 3% | 1959.4 | KTO: HQ40D, PHC301-03, LDO101-03 | Hach
HQ40D53153315 | 2032 | 3% | 1971.04 | KTO: HQ40D, PHC301-03, LDO101-05 | Hach
HQ40D53201000 | 1408 | 3% | 1365.76 | KTO: HQ40D, CDC401-01 | Hach
HQ40D53201201 | 1708 | 3% | 1656.76 | KTO: HQ40D, CDC401-01, CDC401-01 | Hach
HQ40D53201301 | 2061 | 3% | 1999.17 | KTO: HQ40D, CDC401-01, LDO101-01 | Hach
HQ40D53201303 | 2124 | 3% | 2060.28 | KTO: HQ40D, CDC401-01, LDO101-03 | Hach
HQ40D53201315 | 2180 | 3% | 2114.6 | KTO: HQ40D, CDC401-01, LDO101-05 | Hach
HQ40D53203000 | 1471 | 3% | 1426.87 | KTO: HQ40D, CDC401-03 | Hach
HQ40D53203203 | 1879 | 3% | 1822.63 | KTO: HQ40D, CDC401-03, CDC401-03 | Hach
HQ40D53203303 | 2166 | 3% | 2101.02 | KTO: HQ40D, CDC401-03, LDO101-03 | Hach
HQ40D53203315 | 2184 | 3% | 2118.48 | KTO: HQ40D, CDC401-03, LDO101-05 | Hach
HQ40D53215000 | 1715 | 3% | 1663.55 | KTO: HQ40D, CDC401-05 | Hach
HQ40D53215301 | 2327 | 3% | 2257.19 | KTO: HQ40D, CDC401-05, LDO101-01 | Hach
HQ40D53215315 | 2512 | 3% | 2436.64 | KTO: HQ40D, CDC401-05, LDO101-05 | Hach
HQ40D53301000 | 1695 | 3% | 1644.15 | KTO: HQ40D, LDO101-01 | Hach
HQ40D53301301 | 2305 | 3% | 2235.85 | KTO: HQ40D, LDO101-01, LDO101-01 | Hach
HQ40D53301303 | 2389 | 3% | 2317.33 | KTO: HQ40D, LDO101-01, LDO101-03 | Hach
HQ40D53301315 | 2452 | 3% | 2378.44 | KTO: HQ40D, LDO101-01, LDO101-05 | Hach
HQ40D53303000 | 1713 | 3% | 1661.61 | KTO: HQ40D, LDO101-03 | Hach
HQ40D53303303 | 2374 | 3% | 2302.78 | KTO: HQ40D, LDO101-03, LDO101-03 | Hach
HQ40D53303315 | 2486 | 3% | 2411.42 | KTO: HQ40D, LDO101-03, LDO101-05 | Hach
HQ40D53315000 | 1816 | 3% | 1761.52 | KTO: HQ40D, LDO101-05 | Hach
HQ40D53315315 | 2592 | 3% | 2514.24 | KTO: HQ40D, LDO101-05, LDO101-05 | Hach
HQ40D55115215 | 2237 | 3% | 2169.89 | KTO: FR, HQ40D, PHC101-05, CDC401-05 | Hach
HQ40D55115315 | 2364 | 3% | 2293.08 | KTO: FR, HQ40D, PHC101-05, LDO101-05 | Hach
HQ40D55151201 | 1645 | 3% | 1595.65 | KTO: FR, HQ40D, PHC301-01, CDC401-01 | Hach
HQ40D55201000 | 1690 | 3% | 1639.3 | KTO: FR, HQ40D, CDC401-01 | Hach
HQ40D55201201 | 1761 | 3% | 1708.17 | KTO: FR, HQ40D, CDC401-01, CDC401-01 | Hach
HQ40D55203303 | 2082 | 3% | 2019.54 | KTO: FR, HQ40D, CDC401-03, LDO101-03 | Hach
HQ40D55303000 | 1697 | 3% | 1646.09 | KTO: FR, HQ40D, LDO101-03 | Hach
HQ40D61000000 | 1052 | 3% | 1020.44 | KTO: SPAN, HQ40D | Hach
HQ40D61101101 | 1487 | 3% | 1442.39 | KTO: SPAN HQ40D PHC101-01, PHC101-01 | Hach
HQ40D61101151 | 1509 | 3% | 1463.73 | KTO: SPAN HQ40D PHC101-01, PHC301-01 | Hach
HQ40D61101201 | 1675 | 3% | 1624.75 | KTO: SPAN HQ40D PHC101-01, CDC401-01 | Hach
HQ40D61101301 | 1897 | 3% | 1840.09 | KTO: SPAN HQ40D PHC101-01, LDO101-01 | Hach
HQ40D61101303 | 1931 | 3% | 1873.07 | KTO: SPAN HQ40D PHC101-01, LDO101-03 | Hach
HQ40D61115151 | 1829 | 3% | 1774.13 | KTO: SPAN HQ40D PHC101-05, PHC301-01 | Hach
HQ40D61115201 | 1944 | 3% | 1885.68 | KTO: SPAN HQ40D PHC101-05, CDC401-01 | Hach
HQ40D61115215 | 2189 | 3% | 2123.33 | KTO: SPAN HQ40D PHC101-05, CDC401-05 | Hach
HQ40D61151201 | 1718 | 3% | 1666.46 | KTO: SPAN HQ40D PHC301-01, CDC401-01 | Hach
HQ40D61201201 | 1761 | 3% | 1708.17 | KTO: SPAN HQ40D CDC401-01, CDC401-01 | Hach
HQ40D61201303 | 2068 | 3% | 2005.96 | KTO: SPAN HQ40D CDC401-01, LDO101-03 | Hach
HQ40D61301000 | 1664 | 3% | 1614.08 | KTO: SPAN, HQ40D, LDO101-01 | Hach
HQ40D61301303 | 2271 | 3% | 2202.87 | KTO: SPAN HQ40D LD0101-01, LDO101-03 | Hach
HQ40D61301315 | 2404 | 3% | 2331.88 | KTO: SPAN HQ40D LDO101-01, LDO101-05 | Hach
HQ40D79000000 | 1021 | 3% | 990.37 | KTO: PORT, HQ40D | Hach
HQ40D79101201 | 1625 | 3% | 1576.25 | KTO: PORT HQ40D PHC101-01, CDC401-01 | Hach
HQ40D79101301 | 1897 | 3% | 1840.09 | KTO: PORT HQ40D PHC101-01, LDO101-01 | Hach
HQ40D79103303 | 1968 | 3% | 1908.96 | KTO: PORT HQ40D PHC101-03, LDO101-03 | Hach
HQ40D79115315 | 2427 | 3% | 2354.19 | KTO: PORT HQ40D PHC101-05, LDO101-05 | Hach
HQ40D79301000 | 1717 | 3% | 1665.49 | KTO: PORT, HQ40D, LDO101-01 | Hach
HQ40DX | 968 | 3% | 938.96 | HQ40d MULTI PORTABLE METER INST ONLY | Hach
HQ411D | 768 | 3% | 744.96 | HQ411d BENCHTOP METER, pH/mV | Hach
HQ430D | 1117 | 3% | 1083.49 | HQ430d, BENCHTOP METER, FLEXI | Hach
HQ440D | 1523 | 3% | 1477.31 | HQ440d BENCHTOP METER, MULTI | Hach
HQDBOD01 | 2001 | 3% | 1940.97 | KTO: HQ40D, LDO 1M PROBE METER STAND | Hach
HQDBODMGR | 3049 | 3% | 2957.53 | KTO: HQ440D, LBOD, BOD MANAGER | Hach
HRO304 | 178 | 3% | 172.66 | CONTROLLER INSTALLATION PIPE, OPTIQ | Hach
HYH019 | 43 | 3% | 41.71 | DUST COVER, DR2800 | Hach
HYH020 | 45.2 | 3% | 43.84 | DUST COVER, DR3800 | Hach
HYT051 | 500 | 3% | 485 | CARRYING CASE, DR5000 | Hach
HYT059 | 680 | 3% | 659.6 | DEMO CASE FOR DR 6000 PHOTOMETER | Hach
ISECL18101 | 756 | 3% | 733.32 | aa CHLORIDE PROBE, STD, w/1m CABLE | Hach
ISECL18103 | 754 | 3% | 731.38 | aa CHLORIDE PROBE, STD, w/3m CABLE | Hach
ISECL181AP | 777 | 3% | 753.69 | KTO: INTELLICAL CHLORIDE ANALYSIS PKG | Hach
ISEF12101 | 776 | 3% | 752.72 | aa FLUORIDE PROBE, STD, w/1m CABLE | Hach
ISEF12103 | 775 | 3% | 751.75 | aa FLUORIDE PROBE, STD, w/3m CABLE | Hach
ISEF121AP | 824 | 3% | 799.28 | KTO: INTELLICAL FLUORIDE ANALYSIS PKG | Hach
ISENA38101 | 552 | 3% | 535.44 | aa SODIUM REFILLABLE PROBE, STD, w/1m CABLE | Hach
ISENA38103 | 564 | 3% | 547.08 | aa SODIUM REFILLABLE PROBE, STD, w/3m CABLE | Hach
ISENA381AP | 592 | 3% | 574.24 | KTO: INTELLICAL SODIUM ANALYSIS PKG | Hach
ISENH318101 | 663 | 3% | 643.11 | aa AMMONIA PROBE, STD, w/1m CABLE | Hach
ISENH318103 | 694 | 3% | 673.18 | aa AMMONIA PROBE, STD, w/3m CABLE | Hach
ISENH3181AP | 796 | 3% | 772.12 | KTO: INTELLICAL AMMONIA ANALYSIS PKG | Hach
ISENH418101 | 725 | 3% | 703.25 | aa AMMONIUM PROBE, STD, w/1m CABLE | Hach
ISENH418103 | 757 | 3% | 734.29 | aa AMMONIUM PROBE, STD, w/3m CABLE | Hach
ISENH4181AP | 756 | 3% | 733.32 | KTO: INTELLICAL AMMONIUM ANALYSIS PKG | Hach
ISENO318101 | 776 | 3% | 752.72 | aa NITRATE PROBE, STD, w/1m CABLE | Hach
ISENO318103 | 796 | 3% | 772.12 | aa NITRATE PROBE, STD, w/3m CABLE | Hach
ISENO3181AP | 806 | 3% | 781.82 | KTO: INTELLICAL NITRATE ANALYSIS PKG | Hach
K1100-H0K | 4852 | 3% | 4706.44 | LDO SENSOR, 0-2PPM, HASTELLOY/KALREZ | Orbisphere
K1100-KTO-P-I10 | 9184 | 3% | 8908.48 | K1100, 410 PANEL MOUNT, 1/4" FLOW CH., 10m cable (Kit) | Orbisphere
K1100-KTO-P-IMP | 9057 | 3% | 8785.29 | KTO: K1100, 410 PANEL, 1/4" FLOW CH. | Orbisphere
K1100-KTO-P-MET | 9057 | 3% | 8785.29 | KTO: K1100, 410 PANEL, 6MM FLOW CH | Orbisphere
K1100-KTO-W-I10 | 9296 | 3% | 9017.12 | K1100, 410 WALL, 1/4" FLOW CH., 10m cable (Kit) | Orbisphere
K1100-KTO-W-IMP | 9169 | 3% | 8893.93 | KTO: K1100, 410 WALL, 1/4" FLOW CH. | Orbisphere
K1100-KTO-W-MET | 9169 | 3% | 8893.93 | KTO: K1100, 410 WALL, 6MM FLOW CH. | Orbisphere
K1100-L | 297 | 3% | 288.09 | ee LOW LEVEL SPARE OPTICAL SPOT | Orbisphere
K1100-S00 | 3847 | 3% | 3731.59 | LDO SENSOR FOR ON-LINE APPLICATIONS | Orbisphere
K1100-S00H | 3847 | 3% | 3731.59 | LDO SENSOR, 0-40 PPM, STAINLESS STEEL | Orbisphere
K110H-KTO-P | 8569 | 3% | 8311.93 | K1100, 0-40 PPM, 410 PANEL | Orbisphere
K110H-KTO-P-IMP | 9057 | 3% | 8785.29 | K1100 KTO, 0-40 PPM, 410 PANEL, 1/4" FLOW CH. | Orbisphere
K110H-KTO-P-MET | 9057 | 3% | 8785.29 | K1100 KTO, 0-40 PPM, 410 PANEL, 6MM FLOW CH. | Orbisphere
K110H-KTO-W | 8569 | 3% | 8311.93 | K1100, 0-40 PPM, 410 WALL | Orbisphere
K110H-KTO-W-IMP | 9169 | 3% | 8893.93 | K1100 KTO, 0-40 PPM, 410 WALL, 1/4" FLOW CH. | Orbisphere
K110H-KTO-W-MET | 9169 | 3% | 8893.93 | K1100 KTO, 0-40 PPM, 410 WALL, 6MM FLOW CH. | Orbisphere
K1200-L | 333 | 3% | 323.01 | ee LOW LEVEL SPARE OPTICAL SPOT NUCL. | Orbisphere
K1200-S00 | 4300 | 3% | 4171 | LDO SENSOR FOR NUCL. APPLICATIONS | Orbisphere
K1200-S00H | 4300 | 3% | 4171 | LDO SENSOR, 0-40 PPM, LDO SENSOR FOR NUCL. APPLIC. | Orbisphere
KF1121.97 | 3849 | 3% | 3733.53 | ee TitraLab KF1000,1 Syringe, 2 Pumps | Hach
KF1121.KTO.AP14 | 4615 | 3% | 4476.55 | ee KF1121 Moisture Content (Karl Fischer) | Hach
L2137 | 170 | 3% | 164.9 | UV PORTABLE FIELD PACK POWER SUPPLY | Hach
L2138 | 158 | 3% | 153.26 | UV LAMP, SHORTWAVE 254NM (1.75IN) | Hach
L2636 | 8.49 | 3% | 8.24 | THERMOMETER, POCKET -10 TO 110C | Hach
L2811 | 83.6 | 3% | 81.09 | CASE ASSY, GE WAL 900 | Hach
L-4195-1002 | 34513 | 3% | 33477.61 | LANGE astroTOC UV TURBO, CRS | Astro
LBOD10101 | 971 | 3% | 941.87 | LBOD PROBE W/1m CABLE | Hach
LBOD10130 | 980 | 3% | 950.6 | KTO: UPGRADE KIT, HQ30D/LBOD PROBE | Hach
LC-250ML | 181 | 3% | 175.57 | LUMICLEAN 250ML | Hach
LCK307 | 111 | 5% | 105.45 | aa db LCK BORON RGTS, PK/24 | Hach
LCP-1000 | 27286 | 3% | 26467.42 | K = 30 6028P025 & 15 2028 | GLI
LCP-1001 | 9098 | 3% | 8825.06 | K = 10 6028P025 & 5 2028 | GLI
LC-SOFT-A | 1138 | 3% | 1103.86 | LUMICALC SOFTWARE ANNUAL | Hach
LC-SOFT-L | 3360 | 3% | 3259.2 | LUMICALC SOFTWARE LIFETIME | Hach
LC-SOFT-M | 137 | 3% | 132.89 | LUMICALC SOFTWARE MONTHLY | Hach
LCW802 | 237 | 5% | 225.15 | REAGENT SET, SULFURIC ACID, AMTAX INTER 2 | Hach
LCW803 | 104 | 5% | 98.8 | REAGENT SET, 5MG/L NH4-N, AMTAX INTER 2 | Hach
LCW804 | 59.05 | 5% | 56.1 | ZERO SOLUTION FOR AMTAX INTER/2 5.2L | Hach
LCW819 | 69.15 | 5% | 65.69 | CLEANING SOLUTION (2*250ml) | Hach
LCW820 | 592 | 5% | 562.4 | VANADATE/MOLYBDATE RGT FOR PHOSPHAX INTER/2, 10L | Hach
LCW821 | 335 | 5% | 318.25 | CLEANING SOLUTION FOR PHOSPHAX INTER/2, 10L | Hach
LCW823 | 694 | 5% | 659.3 | REAGENT SET, PHOSPHAX SIGMA | Hach
LCW824 | 64.25 | 5% | 61.04 | CALIBRATION STD 2 MG/L PHOSPHAX SIGMA, 500ML | Hach
LCW825 | 43.25 | 5% | 41.09 | NITROGEN STD SOLN 50MG/L NO3 | Hach
LCW826 | 57.79 | 5% | 54.9 | CONTROL STANDARD 100 MG/L NO3 | Hach
LCW827 | 57.79 | 5% | 54.9 | CONTROL STANDARD 200 MG/L NO3 | Hach
LCW828 | 57.79 | 5% | 54.9 | CONTROL STANDARD 25 MG/L NO3 | Hach
LCW862 | 59.05 | 5% | 56.1 | LCW 862 AMTAX INTER II, STANDARD SOLUTION | Hach
LCW863 | 57.79 | 5% | 54.9 | CONTROL STANDRD 400 MG/L NO3 | Hach
LCW868 | 89.89 | 5% | 85.4 | SET OF ELECTROLYTE, AMTAX | Hach
LCW883 | 102 | 5% | 96.9 | TEST SOLUTION #1, NH4Dsc PROBE | Hach
LCW884 | 102 | 5% | 96.9 | TEST SOLUTION #2, NH4Dsc PROBE | Hach
LCW892 | 59.09 | 5% | 56.14 | NH4-N COMBINATION STD | Hach
LCW895 | 101 | 5% | 95.95 | TEST SOLUTION 1 FOR AN-ISE SC / A-ISE SC / N-ISE S | Hach
LCW896 | 101 | 5% | 95.95 | TEST SOLUTION 2 FOR AN-ISE SC / A-ISE SC / N-ISE S | Hach
LDO10101 | 675 | 3% | 654.75 | LDO PROBE, STD, w/1m CABLE | Hach
LDO10101DK | 640 | 3% | 620.8 | LDO PROBE, STD, w/1m CABLE - DK | Hach
LDO10103 | 708 | 3% | 686.76 | LDO PROBE, STD, w/3m CABLE | Hach
LDO10105 | 764 | 3% | 741.08 | LDO PROBE, RUGGED, w/5m CABLE | Hach
LDO10110 | 828 | 3% | 803.16 | LDO PROBE, RUGGED, w/10m CABLE | Hach
LDO10115 | 856 | 3% | 830.32 | LDO PROBE, RUGGED, w/15m CABLE | Hach
LDO10130 | 926 | 3% | 898.22 | LDO PROBE, RUGGED, w/30m CABLE | Hach
LLV2304.97.1002 | 2239 | 3% | 2171.83 | TITRALAB PH/TOTAL ACIDITY IN TOMATO SAUCE | Hach
LLV2307.97.1102 | 2793 | 3% | 2709.21 | TITRALAB SALT-CHLORIDE IN BRINE | Hach
LMK-5 | 350 | 3% | 339.5 | LUMINOMETER MAINTENANCE KIT | Hach
LNRHQ40D | 1e-05 | 3% | 0 | LOANER, HQ40d MULTI PORTABLE METER | Hach
LPG439.01.00002 | 895 | 3% | 868.15 | rr 2100Q, INSTRUMENT ONLY | Hach
LPV2000.97.0002 | 638 | 3% | 618.86 | KTO: sensION+ pH3 BENCHTOP | Hach
LPV2000KIT | 68 | 3% | 65.96 | SENSION PH3, PH31, MM340 | Hach
LPV2010T.97.002 | 698 | 3% | 677.06 | KTO: sensION+ pH3 BENCHTOP KIT, 5010T | Hach
LPV2011T.97.002 | 925 | 3% | 897.25 | KTO: sensION+ pH3 BENCHTOP KIT, 5011T | Hach
LPV2014T.97.002 | 896 | 3% | 869.12 | KTO: sensION+ pH3 BENCHTOP KIT, 5014T | Hach
LPV2021T.97.002 | 976 | 3% | 946.72 | KTO: sensION+ pH3 BENCHTOP KIT, 5021T | Hach
LPV2100.97.0002 | 769 | 3% | 745.93 | KTO: sensION+ pH31 BENCHTOP | Hach
LPV2110T.97.002 | 844 | 3% | 818.68 | KTO: sensION+ pH31 BENCHTOP KIT, 5010T | Hach
LPV2111T.97.002 | 1092 | 3% | 1059.24 | KTO: sensION+ pH31 BENCHTOP KIT, 5011T | Hach
LPV2114T.97.002 | 1049 | 3% | 1017.53 | KTO: sensION+ pH31 BENCHTOP KIT, 5014T | Hach
LPV2121T.97.002 | 1144 | 3% | 1109.68 | KTO: sensION+ pH31 BENCHTOP KIT, 5021T | Hach
LPV2200.97.0002 | 1066 | 3% | 1034.02 | KTO: sensION+ MM 340 BENCHTOP | Hach
LPV2210T.97.002 | 1132 | 3% | 1098.04 | KTO: sensION+ MM 340 BENCHTOP KIT, 5010T | Hach
LPV2211T.97.002 | 1368 | 3% | 1326.96 | KTO: sensION+ MM 340 BENCHTOP KIT, 5011T | Hach
LPV2214T.97.002 | 1354 | 3% | 1313.38 | KTO: sensION+ MM 340 BENCHTOP KIT, 5014T | Hach
LPV2221T.97.002 | 1439 | 3% | 1395.83 | KTO: sensION+ MM 340 BENCHTOP KIT, 5021T | Hach
LPV2500.97.0002 | 379 | 3% | 367.63 | sensION+ pH1 PORTABLE | Hach
LPV2500DL.97.02 | 443 | 3% | 429.71 | KTO: SENSION+ PH1 DL PORTABLE METER | Hach
LPV2500KIT | 396 | 3% | 384.12 | sensION+ pH1 FIELD KIT | Hach
LPV2500KIT 5055 | 409 | 3% | 396.73 | sensION+ pH1 FIELD KIT, 5055 | Hach
LPV2500KIT5050T | 369 | 3% | 357.93 | sensION+ pH1 FIELD KIT, 5050T | Hach
LPV2550T.97.002 | 512 | 3% | 496.64 | KTO: sensION+ pH1 FIELD KIT, 5050T | Hach
LPV2550TDL.97.2 | 592 | 3% | 574.24 | KTO: SENSION+ PH1 DL FIELD KIT 5050T | Hach
LPV2551T.97.002 | 692 | 3% | 671.24 | KTO: sensION+ pH1 FIELD KIT, 5051T | Hach
LPV2551TDL.97.2 | 772 | 3% | 748.84 | KTO: SENSION+ PH1 DL FIELD KIT 5051T | Hach
LPV2552T.97.002 | 696 | 3% | 675.12 | KTO: sensION+ pH1 FIELD KIT, 5052T | Hach
LPV2552TDL.97.2 | 746 | 3% | 723.62 | KTO: SENSION+ PH1 DL FIELD KIT 5052T | Hach
LPV2555.97.0002 | 587 | 3% | 569.39 | KTO: sensION+ pH1 FIELD KIT, 5055 | Hach
LPV2555DL.97.02 | 639 | 3% | 619.83 | KTO: SENSION+ PH1 DL FIELD KIT 5055 | Hach
LPV2600.97.0002 | 436 | 3% | 422.92 | sensION+ MM110 PORTABLE | Hach
LPV2600DL.97.02 | 436 | 3% | 422.92 | KTO: SENSION+ MM110 DL PORTABLE METER | Hach
LPV2600KIT | 410 | 3% | 397.7 | sensION+ MM110 FIELD KIT | Hach
LPV2645.97.0002 | 758 | 3% | 735.26 | KTO: sensION+ MM110 FIELD KIT, 5045 | Hach
LPV2645DL.97.02 | 819 | 3% | 794.43 | KTO: sensION+ MM110 DL multi field kit pH and ORP, with Data Logger Meter, pH, ORP and temperature multi-sensor 5045 for general aqueous applications, field case and standards. | Hach
LPV3000KIT | 58 | 3% | 56.26 | SENSION EC7, EC71 | Hach
LPV3010.97.0002 | 710 | 3% | 688.7 | KTO: sensION+ EC7, BENCHTOP | Hach
LPV3070.97.0002 | 1028 | 3% | 997.16 | KTO: sensION+ EC7 BENCHTOP KIT, 5070 | Hach
LPV3110.97.0002 | 986 | 3% | 956.42 | KTO: sensION+ EC71 BENCHTOP | Hach
LPV3170.97.0002 | 1298 | 3% | 1259.06 | KTO: sensION+ EC71 BENCHTOP KIT, 5070 | Hach
LPV3500.97.0002 | 483 | 3% | 468.51 | sensION+ EC5 PORTABLE | Hach
LPV3500DL.97.02 | 532 | 3% | 516.04 | SENSION+ EC5 DL PORTABLE METER | Hach
LPV3500KIT | 479 | 3% | 464.63 | sensION+ EC5 PORTABLE | Hach
LPV3560.97.0002 | 792 | 3% | 768.24 | KTO: sensION+ EC5 FIELD KIT, 5060 | Hach
LPV3560DL.97.02 | 833 | 3% | 808.01 | KTO: SENSION+ EC5 DL FIELD KIT 5060 | Hach
LPV3562.97.0002 | 809 | 3% | 784.73 | KTO: sensION+ EC5 FIELD KIT, 5062 | Hach
LPV3562DL.97.02 | 856 | 3% | 830.32 | KTO: SENSION+ EC5 DL FIELD KIT 5062 | Hach
LPV4000.97.0002 | 633 | 3% | 614.01 | sensION+ MM150 PORTABLE | Hach
LPV4000DL.97.02 | 689 | 3% | 668.33 | KTO: SENSION+ MM150 DL PORTABLE METER | Hach
LPV4000DLKIT48 | 719 | 3% | 697.43 | SENSION+ MM150 DL PORTABLE pH/ORP (FOR 5048) | Hach
LPV4000KIT | 33 | 3% | 32.01 | SENSION MM374 | Hach
LPV4000KIT 5048 | 609 | 3% | 590.73 | sensION+ MM150 PORTABLE pH/COND/ORP | Hach
LPV4000KIT 5049 | 618 | 3% | 599.46 | SENSION+ MM156 PORTABLE KIT | Hach
LPV4000KIT 5059 | 648 | 3% | 628.56 | sensION+ MM150 PORTABLE KIT 5059 | Hach
LPV4030.97.0002 | 718 | 3% | 696.46 | SENSION+ MM156 PORTABLE W/BATTERIES & BUM | Hach
LPV4048.97.0002 | 1027 | 3% | 996.19 | KTO: sensION+ mm150 FIELD, KIT, 5048 | Hach
LPV4048DL.97.02 | 1090 | 3% | 1057.3 | KTO: SENSION+ MM150 DL FIELD KIT 5048 | Hach
LPV4049.97.0002 | 1489 | 3% | 1444.33 | KTO: SENSION+ MM156 FIELD KIT, 5049 | Hach
LPV4059.97.0002 | 1019 | 3% | 988.43 | KTO: sensION+ MM150 FIELD KIT, 5059 PT | Hach
LPV4059DL.97.02 | 1089 | 3% | 1056.33 | KTO: SENSION+ MM150 DL FIELD KIT 5059 PT | Hach
LPV4110.97.0002 | 1360 | 3% | 1319.2 | KTO: sensION+ MM 374 BENCHTOP | Hach
LPV4130.97.0002 | 1420 | 3% | 1377.4 | KTO: SENSION+ MM 378 BENCHTOP SET W/ACCESSORIES, WIT | Hach
LPV4140.97.0002 | 1840 | 3% | 1784.8 | KTO: sensION+ MM 374 BENCHTOP KIT 5014, 5070 | Hach
LPV415.52.10002 | 2261 | 3% | 2193.17 | db ULTRATURB SC, .35M CABLE & AUTOCLEAN | Hach
LPV415.52.11002 | 1666 | 3% | 1616.02 | db ULTRATURB SC, .35M CABLE | Hach
LPV415.52.20002 | 2316 | 3% | 2246.52 | db ULTRATURB SC, 5M CABLE & AUTOCLEAN | Hach
LPV415.52.21002 | 1706 | 3% | 1654.82 | db ULTRATURB SC, 5M CABLE | Hach
LPV415.52.30002 | 2354 | 3% | 2283.38 | db ULTRATURB SC, 10M CABLE & AUTOCLEAN | Hach
LPV415.52.31002 | 1748 | 3% | 1695.56 | db ULTRATURB SC, 10M CABLE | Hach
LPV415.52.40002 | 2411 | 3% | 2338.67 | ULTRATURB SC, 15M CABLE & AUTOCLEAN | Hach
LPV415.52.41002 | 1819 | 3% | 1764.43 | ULTRATURB SC, 15M CABLE | Hach
LPV415.52.50002 | 2468 | 3% | 2393.96 | ULTRATURB SC, 20M CABLE & AUTOCLEAN | Hach
LPV415.52.51002 | 1858 | 3% | 1802.26 | ULTRATURB SC, 20M CABLE | Hach
LPV415.52.60002 | 2580 | 3% | 2502.6 | ULTRATURB SC, 30M CABLE & AUTOCLEAN | Hach
LPV415.52.70002 | 2764 | 3% | 2681.08 | ULTRATURB SC, 50M CABLE & AUTOCLEAN | Hach
LPV415.99.12002 | 3468 | 3% | 3363.96 | ULTRATURB SEAWATER sc W/ 0.35m CABLE | Hach
LPV415.99.22002 | 2984 | 3% | 2894.48 | db ULTRATURB SEAWATER sc w/5M CABLE | Hach
LPV415.99.32002 | 3025 | 3% | 2934.25 | ULTRATURB SEAWATER sc W/10m CABLE | Hach
LPV415.99.42002 | 3136 | 3% | 3041.92 | ULTRA SEAWATER sc W/15m CABLE | Hach
LPV415.99.52002 | 3247 | 3% | 3149.59 | ULTRATURB SEAWATER sc W/20m CABLE | Hach
LPV415.99.62002 | 3341 | 3% | 3240.77 | ULTRATURB SEAWATER sc W/30m CABLE | Hach
LPV415.99.72002 | 3435 | 3% | 3331.95 | ULTRATURB SEAWATER sc W/50m CABLE | Hach
LPV415.99.82002 | 2957 | 3% | 2868.29 | ULTRATURB SEAWATER sc W/1m CABLE | Hach
LPV4160.97.0002 | 2090 | 3% | 2027.3 | KTO: SENSION+ MM378 BENCHTOP W/BUM | Hach
LPV417.99.00002 | 1581 | 3% | 1533.57 | 1720E LR TURBIDITY SENSOR, HACH | Hach
LPV4179900002Q | 1581 | 3% | 1533.57 | 1720E LR TURBIDITY SENSOR, HACH | Hach
LPV421.99.00012 | 5067 | 3% | 4914.99 | FT660sc Sensor Only, HACH | Hach
LPV431.99.00002 | 4285 | 3% | 4156.45 | SS7 HACH SENSOR ASSY | Hach
LPV432.99.00002 | 4954 | 3% | 4805.38 | SS7 HST HACH SENSOR ASSY | Hach
LPV440.99.00002 | 4196 | 3% | 4070.12 | aa DR3900 SPECTROPHOTOMETER W/O RFID | Hach
LPV440.99.00012 | 4196 | 3% | 4070.12 | db aa DR3900 SPECTROPHOTOMETER WITH RFID | Hach
LPV441.99.00002 | 8612 | 3% | 8353.64 | DR 6000 UV VIS SPECTROPHOTOMETER W/O RFID TECH | Hach
LPV441.99.00012 | 8612 | 3% | 8353.64 | db DR 6000 UV VIS SPECTROPHOTOMETER W RFID TECHNOLOGY | Hach
LPV442.99.01012 | 3629 | 3% | 3520.13 | TU5200 Lab Turb, EPA | Hach
LPV442.99.01022 | 3629 | 3% | 3520.13 | TU5200 Lab Turb, ISO | Hach
LPV442.99.03012 | 3629 | 3% | 3520.13 | TU5200, Lab Turb with RFID, EPA | Hach
LPV442.99.03022 | 3700 | 3% | 3589 | TU5200, Lab Turb with RFID, ISO | Hach
LPV443.99.10002 | 2950 | 3% | 2861.5 | SL1000 - Portable Parallel Analyzer Packed in carry case with power cable and manual | Hach
LPV443.99.20002 | 3620 | 3% | 3511.4 | Full Bundle SL1000 - Portable Parallel Analyzer | Hach
LPV4500.97.0002 | 515 | 3% | 499.55 | sensION+ DO6 PORTABLE | Hach
LPV4500DL.97.02 | 574 | 3% | 556.78 | KTO: SENSION+ DO6 DL PORTABLE METER | Hach
LPV4552.97.0002 | 899 | 3% | 872.03 | KTO: SENSION+ DO6 FIELD KIT, 5130 | Hach
LPV4552DL.97.02 | 975 | 3% | 945.75 | KTO: SENSION+ DO6 DL FIELD KIT 5130 | Hach
LQG148.99.00002 | 720 | 3% | 698.4 | TOC-X5 TOC SHAKER FOR PURGING METHOD | Hach
LQV148.99.00002 | 720 | 3% | 698.4 | TOC-X5 TOC SHAKER FOR PURGING METHOD | Hach
LQV155.99.00002 | 444 | 3% | 430.68 | POWER BOX FOR sc ANALYZER W/O POWER CORD | Hach
LQV155.99.00012 | 477 | 3% | 462.69 | POWER BOX FOR sc ANALYZER W/POWER CORD | Hach
LQV156.99.10002 | 574 | 3% | 556.78 | oo LOC 100 RFID KIT FOR SAMPLE ID | Hach
LQV156.99.10012 | 574 | 3% | 556.78 | LOC 100 RFID KIT FOR SAMPLE ID | Hach
LQV156.99.20002 | 450 | 3% | 436.5 | LOC 100, LOCATOR ONLY | Hach
LQV156.99.20012 | 450 | 3% | 436.5 | LOC 100, LOCATOR ONLY | Hach
LQV157.99.10002 | 532 | 3% | 516.04 | SIP 10, SIPPER KIT W/DUAL PATH CELL | Hach
LQV157.99.20002 | 798 | 3% | 774.06 | SIP 10 SIPPER SET - DR 6000 - 1 INCH | Hach
LQV157.99.30002 | 1603 | 3% | 1554.91 | SIP 10 SIPPER SET - DR 6000 - 1 CM QUARTZ | Hach
LQV157.99.40002 | 499 | 3% | 484.03 | SIP 10 - Sipper for TU5200 | Hach
LQV159.97.00002 | 499 | 3% | 484.03 | Automatic Cleaning Module TU5 (ROW) Automatische Reinigungseinheit TU5 | Hach
LQV159.99.00002 | 499 | 3% | 484.03 | Automatic Cleaning Unit TU5xxx | Hach
LQV160.99.00002 | 149 | 3% | 144.53 | TU5xxx sc Flow Sensor, Hach | Hach
LQV161.52.20000 | 769 | 3% | 745.93 | Thermo-Printer USB (EU) for ORBISPHERE 510 controller | Orbisphere
LQV161.53.20000 | 769 | 3% | 745.93 | Thermo-Printer USB (USA) for ORBISPHERE 510 controller | Orbisphere
LQV161.66.10000 | 730 | 3% | 708.1 | Thermo-Printer USB (AUS/NZ) | Orbisphere
LQV161.66.20000 | 769 | 3% | 745.93 | Thermo-Printer USB (AUS/NZ) for ORBISPHERE 510 controller | Orbisphere
LQV161.80.20000 | 769 | 3% | 745.93 | Thermo-Printer USB (CN) for ORBISPHERE 510 controller | Orbisphere
LQV161.82.20000 | 769 | 3% | 745.93 | Thermo-Printer USB (UK) for ORBISPHERE 510 controller | Orbisphere
LS-10ML-50R | 308 | 3% | 298.76 | LUMISOLVE 10ML, STABILIZER TUBE, 50/RACK | Hach
LTV082.52.30001 | 967 | 3% | 937.99 | KTO:DRB200 REACTR-230V 9X16MM 2X20MM | Hach
LTV082.52.40001 | 942 | 3% | 913.74 | KTO:DRB200 REACTOR-230V 15X16MM | Hach
LTV082.52.42001 | 1305 | 3% | 1265.85 | KTO:DRB200 REACTR-230V 21X16MM4X20MM | Hach
LTV082.52.44001 | 1305 | 3% | 1265.85 | KTO: DRB200 REACTOR 230V 30 X 16MM | Hach
LTV082.53.30001 | 942 | 3% | 913.74 | DRB200 REACTOR, 110V 9X16MM 2X20MM | Hach
LTV082.53.40001 | 942 | 3% | 913.74 | DRB200 REACTOR, 110V 15X16MM | Hach
LTV082.53.42001 | 1305 | 3% | 1265.85 | DRB200 REACTOR, 110V 21X16MM, 4X20MM | Hach
LTV082.53.44001 | 1305 | 3% | 1265.85 | DRB200 REACTOR, 110V 30 X 16MM | Hach
LU-3ML-FD | 158 | 5% | 150.1 | 3ML LUMINASE, FREEZE DRIED PLUS REHY BUFF | Hach
LUL-3ML-FD | 85.69 | 5% | 81.41 | 3ML LUMINASE LITE, FREEZE DRIED PLUS REHY BUFF | Hach
LUW-3ML-FD | 89.95 | 5% | 85.45 | 3ML LUMINASE W, FREEZE DRIED PLUS REHY BUFF | Hach
LUXL-3ML-FD | 294 | 5% | 279.3 | 3ML LUMINASE XL, FREEZE DRIED PLUS REHY BUFF | Hach
LXU400.99.10082 | 980 | 3% | 950.6 | ARRA MODULE, SC1000 PROBE 6 SENS 110-230V | Hach
LXU400.99.10092 | 1034 | 3% | 1002.98 | ARRA MODULE, SC1000 PROBE, 8 SENSOR | Hach
LXU400.99.10172 | 1290 | 3% | 1251.3 | ARRA db MODULE, PROBE, (4 SNSR) SC1000 4mA | Hach
LXU400.99.10382 | 1707 | 3% | 1655.79 | ARRA MODULE, PROBE, (6 SNSR) SC1000 8mA | Hach
LXU400.99.10572 | 1755 | 3% | 1702.35 | ARRA MODULE, PROBE, (4 SNSR) SC1000 4mA | Hach
LXU400.99.1A072 | 1290 | 3% | 1251.3 | ARRA MODULE, PROBE, (4 SNSR), SC1000 | Hach
LXU400.99.1B572 | 2478 | 3% | 2403.66 | ARRA MODULE, PROBE (4-SNSR), SC1000, 4mA | Hach
LXU400.99.1E072 | 1363 | 3% | 1322.11 | ARRA MODULE, PROBE, (4 SNSR), SC1000 | Hach
LXU400.99.1R172 | 1652 | 3% | 1602.44 | ARRA MODULE, PROBE, SC1000 | Hach
LXU400.99.1R572 | 2116 | 3% | 2052.52 | ARRA PROBE MODULE, SC1000 | Hach
LXU400.99.5B532 | 2586 | 3% | 2508.42 | ARRA MODULE, PROBE (6-SNSR), SC1000, 4mA | Hach
LXU402.99.00002 | 2770 | 3% | 2686.9 | ARRA MODULE, DISPLAY W/O GSM, SC1000 | Hach
LXU402.99.10002 | 3500 | 3% | 3395 | ARRA sc1000 DISPLAY MODULE, TCP, NO GSM | Hach
LXU417.99.10002 | 16971 | 3% | 16461.87 | ARRA NITRATAX PLUS SC 1MM | Hach
LXU417.99.20002 | 16971 | 3% | 16461.87 | ARRA NITRATAX PLUS SC 2MM | Hach
LXU417.99.50002 | 16971 | 3% | 16461.87 | ARRA NITRATAX PLUS SC 5MM | Hach
LXU418.99.20002 | 17639 | 3% | 17109.83 | ARRA UVAS sc PROBE, 2mm | Hach
LXU418.99.50002 | 17738 | 3% | 17205.86 | ARRA UVAS sc PROBE, 5mm | Hach
LXU418.99.90002 | 17738 | 3% | 17205.86 | ARRA UVAS sc PROBE, 50mm | Hach
LXU420.99.50002 | 14051 | 3% | 13629.47 | ARRA NITRATAX CLEAR SC 5MM | Hach
LXU421.99.13002 | 14428 | 3% | 13995.16 | AMTAX sc AMMONIA ANLZR 115-230V,1 CH | Hach
LXU422.99.10102 | 14875 | 3% | 14428.75 | ARRA PHOSPHAX sc PHOSP ANLZR 115V 0.05-15 | Hach
LXU422.99.13002 | 14846 | 3% | 14400.62 | ARRA PHOSPHAX sc PHOSP ANLZ 115-230V,1 CH | Hach
LXU422.99.14002 | 15525 | 3% | 15059.25 | ARRA PHOSPHAX sc PHOSP ANLZ 115-230V,2 CH | Hach
LXU423.99.00100 | 4385 | 3% | 4253.45 | ARRA TS-LINE sc/IMMERSION 50g/l WIPER SS | Hach
LXU423.99.00200 | 5041 | 3% | 4889.77 | ARRA HS-LINE sc/IMMERSION 500g/l WIPER Stainless | Hach
LXU423.99.10000 | 3480 | 3% | 3375.6 | ARRA T-LINE sc/IMMERS 4000NTU WIPER PVC | Hach
LXU423.99.10100 | 4385 | 3% | 4253.45 | ARRA TS-LINE sc/IMMERSION 50g/l WIPER PVC | Hach
LXU424.99.00100 | 4944 | 3% | 4795.68 | ARRA INLINE sc/INSERTION 50g/l WIPER SS | Hach
LXU429.99.01100 | 4469 | 3% | 4334.93 | ARRA FILTERPROBE sc,5M HEATED HOSE,115V | Hach
LXU431.99.00002 | 2651 | 3% | 2571.47 | ARRA SONATAX sc SLUDGE LEVEL PROBE | Hach
LXU440.99.00012 | 9404 | 3% | 9121.88 | ARRA AN-ISEsc, HACH, NO RFID | Hach
LXV276.54 | 2676 | 3% | 2595.72 | aa PROBE, SLUDGE LEVEL MONITOR | Hach
LXV294.54.00000 | 5172 | 3% | 5016.84 | db FILTRAX CONTROL MODULE, 115VAC | Hach
LXV294.64.00000 | 5172 | 3% | 5016.84 | db FILTRAX CONTROL MODULE, 230VAC | Hach
LXV320.99.00002 | 639 | 3% | 619.83 | TSS PORTABLE HAND-HELD METER | Hach
LXV321.99.00002 | 2040 | 3% | 1978.8 | TSS PORTABLE PROBE, CABLE 10M, PLUG | Hach
LXV322.99.00002 | 2785 | 3% | 2701.45 | db TSS PORTABLE COMPLETE IN CASE | Hach
LXV323.99.10002 | 5695 | 3% | 5524.15 | TSS sc, INSITU PROBE, W/O WIPER | Hach
LXV323.99.20002 | 6196 | 3% | 6010.12 | TSS sc TRICLAMP INLINE PROBE W/O WIPER | Hach
LXV323.99.30002 | 6196 | 3% | 6010.12 | TSS SC INLINE SENSOR | Hach
LXV324.99.10002 | 5854 | 3% | 5678.38 | db TSS, w sc, INSITU PROBE, WITH WIPER | Hach
LXV324.99.20002 | 6291 | 3% | 6102.27 | db TSS, w sc TRICLAMP INLINE WITH WIPER | Hach
LXV324.99.30002 | 6290 | 3% | 6101.3 | TSS W SC INLINE SENSOR | Hach
LXV325.99.10002 | 5668 | 3% | 5497.96 | TSS HT sc, INSITU PROBE, W/O WIPER | Hach
LXV325.99.20002 | 6166 | 3% | 5981.02 | db TSS HT sc, TRICLAMP INLINE, W/O WIPER | Hach
LXV325.99.30002 | 6166 | 3% | 5981.02 | TSS HT SC INLINE SENSOR | Hach
LXV326.99.10002 | 5668 | 3% | 5497.96 | TSS VARI sc, INLINE PROBE, W/O WIPER | Hach
LXV327.99.10002 | 5668 | 3% | 5497.96 | TSS XL sc, INLINE PROBE, W/O WIPER | Hach
LXV328.99.10002 | 5854 | 3% | 5678.38 | TSS EX1 SC IMMERSION SENSOR, W/O WIPER, CI D2 | Hach
LXV328.99.20002 | 6291 | 3% | 6102.27 | TSS EX1 SC TRICLAMP INLINE SENSOR, W/O WIPER, CI D2 | Hach
LXV328.99.30002 | 6290 | 3% | 6101.3 | TSS EX1 SC INLINE SENSOR, W/O WIPER, CI D2 | Hach
LXV329.99.10002 | 7536 | 3% | 7309.92 | TSS TITANIUM2 sc INSITU, W/O WIPER | Hach
LXV329.99.20002 | 8033 | 3% | 7792.01 | TSS TITANIUM2 sc TRICLAMP, INLINE | Hach
LXV330.99.10002 | 9777 | 3% | 9483.69 | TSS TITANIUM7 sc, INSITU W/O WIPER | Hach
LXV330.99.20002 | 10274 | 3% | 9965.78 | TSS TITANIUM7 sc TRICLAMP, INLINE | Hach
LXV400.99.00032 | 811.58 | 3% | 787.23 | SC1000 PM 6Sens | Hach
LXV400.99.00122 | 1063.96 | 3% | 1032.04 | SC1000 PM 4Sens 4mA OUT | Hach
LXV400.99.00332 | 1422.58 | 3% | 1379.9 | SC1000 PM 6Sens 8mA OUT | Hach
LXV400.99.0A032 | 1161.46 | 3% | 1126.62 | SC1000 PM 6Sens | Hach
LXV400.99.0R032 | 1031 | 3% | 1000.07 | SC1000 PM 6SENS REL 110-230V HACH | Hach
LXV400.99.0R322 | 1676.1 | 3% | 1625.82 | SC1000 PM 4Sens 8mA OUT | Hach
LXV400.99.0R332 | 1728.1 | 3% | 1676.26 | SC1000 PM 6Sens 8mA OUT | Hach
LXV400.99.10082 | 980 | 3% | 950.6 | MODULE, SC1000 PROBE 6 SENS 110-230V | Hach
LXV400.99.10092 | 1035 | 3% | 1003.95 | MODULE, SC1000 PROBE, 8 SENSOR | Hach
LXV400.99.10172 | 1291 | 3% | 1252.27 | db MODULE, PROBE, (4 SNSR) SC1000 4mA | Hach
LXV400.99.10372 | 1654 | 3% | 1604.38 | SC1000 PM 4 Sens Cond 8mA OUT | Hach
LXV400.99.10382 | 1708 | 3% | 1656.76 | MODULE, PROBE (6 SNSR) SC1000, 8mA | Hach
LXV400.99.10572 | 1756 | 3% | 1703.32 | MODULE, PROBE, (4 SNSR) SC1000 4mA | Hach
LXV400.99.1A072 | 1291 | 3% | 1252.27 | MODULE, PROBE, (4 SNSR), SC1000 | Hach
LXV400.99.1A082 | 1344 | 3% | 1303.68 | MODULE, PROBE (6 SNSR), SC1000 | Hach
LXV400.99.1B082 | 1688 | 3% | 1637.36 | MODULE, PROBE, 6 SNSR, REL, 485, sc1000 | Hach
LXV400.99.1B282 | 2220 | 3% | 2153.4 | MOD, PROBE, 6 SNSR, REL, 485, INPUT MOD, sc1000 | Hach
LXV400.99.1B482 | 2635 | 3% | 2555.95 | SC1000 PRB MOD, REL, 485, 2I, 6SNS | Hach
LXV400.99.1B572 | 2481 | 3% | 2406.57 | db MODULE, PROBE (4-SNSR), SC1000, 4mA | Hach
LXV400.99.1B582 | 2533 | 3% | 2457.01 | SC1000 PRB MOD, REL, 485, IO, 6 | Hach
LXV400.99.1E072 | 1363 | 3% | 1322.11 | MODULE, PROBE, (4 SNSR), SC1000 | Hach
LXV400.99.1E082 | 1416 | 3% | 1373.52 | MODULE, PROBE (6-SNSR), SC1000 | Hach
LXV400.99.1F572 | 2552 | 3% | 2475.44 | db MODULE, PROBE (4 SENSOR), SC1000 | Hach
LXV400.99.1G082 | 1980 | 3% | 1920.6 | SC1000 PM 6Sens Cond | Hach
LXV400.99.1G092 | 2035 | 3% | 1973.95 | SC1000 PM 8Sens Cond | Hach
LXV400.99.1G172 | 2291 | 3% | 2222.27 | SC1000 PM 4 SENS COND 4MA OUT PROGNOSYS HACH | Hach
LXV400.99.1G282 | 2791 | 3% | 2707.27 | SC1000 PM 6 SENS COND PROGNOSYS | Hach
LXV400.99.1G382 | 2708 | 3% | 2626.76 | SC1000 PM 6 SENS COND 2X 4MA OUT PROGNOSYS HACH | Hach
LXV400.99.1H072 | 2291 | 3% | 2222.27 | SC1000 PM 4Sens Cond | Hach
LXV400.99.1H082 | 2344 | 3% | 2273.68 | SC1000 PM 6Sens Cond | Hach
LXV400.99.1N182 | 3035 | 3% | 2943.95 | SC1000 PM 6 SENS 4-20mA OUT RTC PROGNOSYS REL | Hach
LXV400.99.1N582 | 3943 | 3% | 3824.71 | SC1000 PM 6 SENS 4-20mA IN/OUT RTC PROGNOSYS REL | Hach
LXV400.99.1R082 | 1298 | 3% | 1259.06 | MODULE, PROBE, 6 SNSR, REL, sc1000 | Hach
LXV400.99.1R172 | 1652 | 3% | 1602.44 | PROBE MODULE, SC1000 | Hach
LXV400.99.1R282 | 1791 | 3% | 1737.27 | MODULE, PROBE, 6 SNSR, REL, INPUT MOD, sc1000 | Hach
LXV400.99.1R382 | 2069 | 3% | 2006.93 | MODULE, PROBE (6-SNSR), SC1000 8mA | Hach
LXV400.99.1R572 | 2117 | 3% | 2053.49 | db PROBE MODULE, SC1000 | Hach
LXV400.99.1R582 | 2171 | 3% | 2105.87 | db MODULE, PROBE (6 SENSOR), SC1000 | Hach
LXV400.99.1R682 | 2533 | 3% | 2457.01 | SC1000 PRB MOD, COND, REL, 3O, 6SNS | Hach
LXV400.99.1S082 | 2416 | 3% | 2343.52 | SC1000 PM 6 SENS PROFIBUS PROGNSYS HACH | Hach
LXV400.99.1U172 | 2652 | 3% | 2572.44 | SC1000 PM 4Sens Cond 4mA OUT | Hach
LXV400.99.1U382 | 3069 | 3% | 2976.93 | SC1000 PM 6 SENS 2X4-20MA OUT PROGNSYS RELAY HACH | Hach
LXV400.99.1U572 | 3117 | 3% | 3023.49 | SC1000 PM 4 SENS 4-20MA OUT/IN PROGNSYS RELAY HACH | Hach
LXV400.99.1U582 | 3171 | 3% | 3075.87 | SC1000 PM 6 SENS 4-20MA OUT/IN PROGNSYS RELAY HACH | Hach
LXV400.99.5A282 | 2244 | 3% | 2176.68 | SC1000 PM 6Sens Cond 4mA/digit IN MODRS485 110-230V US HACH | Hach
LXV400.99.5A322 | 2071 | 3% | 2008.87 | SC1000 PRB MOD, US, MOD485, 2O, 4SNS | Hach
LXV400.99.5B282 | 2468 | 3% | 2393.96 | SC1000 PM 6Sens Modbus 4mA/digitIN ReL | Hach
LXV400.99.5B522 | 2533 | 3% | 2457.01 | PROBE MODULE, SC1000 | Hach
LXV400.99.5B532 | 2586 | 3% | 2508.42 | db MODULE, PROBE (6-SNSR), SC1000, 4mA | Hach
LXV400.99.5G072 | 2291 | 3% | 2222.27 | SC1000 PM 4 SENS WITH CONDUITS PROGNOSYS US POWER CORD HACH | Hach
LXV400.99.5R622 | 2533 | 3% | 2457.01 | PROBE MODULE, SC1000 | Hach
LXV400.99.5R682 | 2037 | 3% | 1975.89 | SC1000 PM 6Sens 8mAOUT 4mA/digitIN US Cord | Hach
LXV400.99.Z0022 | 1043 | 3% | 1011.71 | SC1000 PRB MOD, 24V, 4SNS | Hach
LXV400.99.Z0032 | 1094 | 3% | 1061.18 | SC1000 PRB MOD, 24V, 6SNS | Hach
LXV400.99.Z0042 | 1149 | 3% | 1114.53 | SC1000 PRB MOD, 24V, 8SNS | Hach
LXV400.99.Z0172 | 1406 | 3% | 1363.82 | SC1000 PRB MOD, 24V, 1O, 4X420, 4SNS | Hach
LXV400.99.Z0322 | 1770 | 3% | 1716.9 | SC1000 PRB MOD 24V, 2O, 4SNS | Hach
LXV400.99.Z0332 | 1822 | 3% | 1767.34 | SC1000 PRB MOD, 24V, 2O, 6SNS | Hach
LXV400.99.Z0382 | 1822 | 3% | 1767.34 | SC1000 PRB MOD, 24V, 1O, 4X420, 6SNS | Hach
LXV400.99.Z0522 | 1870 | 3% | 1813.9 | SC1000 PRB MOD, 24V, I/O, 4SNS | Hach
LXV400.99.ZA022 | 1406 | 3% | 1363.82 | SC1000 PRB MOD, 24V, 485, 4SNS | Hach
LXV400.99.ZA032 | 1459 | 3% | 1415.23 | SC1000 PRB MOD, 24V, 485, 6SNS | Hach
LXV400.99.ZB522 | 2594 | 3% | 2516.18 | SC1000 PRB MOD, 24V, REL, 485, IO, 4 | Hach
LXV400.99.ZB532 | 2646 | 3% | 2566.62 | SC1000 PRB MOD, 24V, REL, 485, IO, 6 | Hach
LXV400.99.ZE022 | 1477 | 3% | 1432.69 | SC1000 PRB MOD, 24V, PROF DP, 4SNS | Hach
LXV400.99.ZE032 | 1531 | 3% | 1485.07 | SC1000 PRB MOD, 24V, PROF DP, 6SNS | Hach
LXV400.99.ZF522 | 2666 | 3% | 2586.02 | SC1000 PRB MOD, 24V, REL PROF DP, 4SNS | Hach
LXV400.99.ZR122 | 1766 | 3% | 1713.02 | SC1000 PRB MOD, 24V, REL, 1O, 4SNS | Hach
LXV400.99.ZR332 | 2182 | 3% | 2116.54 | SC1000 PRB MOD, 24V, REL, I/O, 6SNS | Hach
LXV400.99.ZR522 | 2233 | 3% | 2166.01 | SC1000 PRB MOD, 24V, REL, I/O, 4SNS | Hach
LXV400.99.ZR532 | 2284 | 3% | 2215.48 | SC1000 PRB MOD, 24V, REL, 1O 1I, 6SNS | Hach
LXV400.99.ZR572 | 2233 | 3% | 2166.01 | SC1000 PRB MOD, 24V, REL, I/O, 4SNS | Hach
LXV402.99.00002 | 2770 | 3% | 2686.9 | db MODULE, DISPLAY W/O GSM, SC1000 | Hach
LXV402.99.01001 | 3238 | 3% | 3140.86 | MODULE,sc1000 DISPLAY W/GSM EU&AUSTR | Hach
LXV402.99.01002 | 3344 | 3% | 3243.68 | db MODULE, sc1000 DISPLAY W/GSM. NON-US | Hach
LXV402.99.02002 | 3238 | 3% | 3140.86 | db AA MODULE, sc1000 DISPLAY W/GSM,US ONLY | Hach
LXV402.99.10002 | 3500 | 3% | 3395 | db aa sc1000 DISPLAY MODULE, TCP, NO GSM | Hach
LXV402.99.11002 | 3953 | 3% | 3834.41 | aa sc1000 DISPLAY MODULE, TCP, GSM (EU) | Hach
LXV402.99.12002 | 3953 | 3% | 3834.41 | db aa sc1000 DISPLAY MODULE, TCP, GSM (US) | Hach
LXV404.99.00001 | 1201 | 3% | 1164.97 | sc200 CONTROLLER, AC-DC, HACH-LANGE | Hach
LXV404.99.00002 | 1194 | 3% | 1158.18 | sc200 CONTROLLER, AC-DC, HACH | Hach
LXV404.99.00101 | 1255 | 3% | 1217.35 | sc200 CONTROLLER, AC-DC, pH, HACH-LANGE | Hach
LXV404.99.00102 | 1266 | 3% | 1228.02 | sc200 CONTROLLER, AC-DC, 1pH, HACH | Hach
LXV404.99.00112 | 1545 | 3% | 1498.65 | sc200 CONTROLLER, AC-DC, 2pH, HACH | Hach
LXV404.99.00201 | 1255 | 3% | 1217.35 | sc200 CONTROLLER,AC-DC, COND,HACH-LANGE | Hach
LXV404.99.00202 | 1266 | 3% | 1228.02 | sc200 CONTROLLER, AC-DC, COND, HACH | Hach
LXV404.99.00211 | 1530 | 3% | 1484.1 | sc200 CONTROLLER, AC-DC, COND, pH,HACH-LANGE | Hach
LXV404.99.00212 | 1545 | 3% | 1498.65 | sc200 CONTROLLER, AC-DC, COND, pH, HACH | Hach
LXV404.99.00221 | 1530 | 3% | 1484.1 | sc200 CONTROLLER,AC-DC, 2 COND, HACH-LANGE | Hach
LXV404.99.00222 | 1545 | 3% | 1498.65 | sc200 CONTROLLER, AC-DC,2 COND, HACH | Hach
LXV404.99.00402 | 1266 | 3% | 1228.02 | sc200 CONTROLLER, 100-240V, 4-20mA INPUT, HACH | Hach
LXV404.99.00412 | 1545 | 3% | 1498.65 | sc200 CONTROLLER, 100-240V, 4-20mA IN, pH, HACH | Hach
LXV404.99.00422 | 1545 | 3% | 1498.65 | sc200 CONTROLLER, 100-240V, 4-20mA INPUT, COND, HACH | Hach
LXV404.99.00442 | 1545 | 3% | 1498.65 | sc200 CONTROLLER, AC-DC, 4-20mA IN, HACH | Hach
LXV404.99.00501 | 1622 | 3% | 1573.34 | sc200 CONTROLLER, AC-DC, DIG, HACH-LANGE | Hach
LXV404.99.00502 | 1674 | 3% | 1623.78 | sc200 CONTROLLER, AC-DC, DIG,HACH | Hach
LXV404.99.00512 | 1914 | 3% | 1856.58 | sc200 CONTROLLER, AC-DC, DIG, pH, HACH | Hach
LXV404.99.00522 | 1914 | 3% | 1856.58 | sc200 CONTROLLER, AC-DC,DIG, COND, HACH | Hach
LXV404.99.00532 | 2099 | 3% | 2036.03 | sc200 CONTROLLER, AC-DC, DIG,FLOW, HACH | Hach
LXV404.99.00541 | 1896 | 3% | 1839.12 | sc200 CONTROLLER, AC-DC, DIG,4-20mA IN, HACH-LANGE | Hach
LXV404.99.00542 | 1914 | 3% | 1856.58 | sc200 CONTROLLER, AC-DC, DIG,4-20mA IN, HACH | Hach
LXV404.99.00551 | 1860 | 3% | 1804.2 | sc200 CONTROLLER, AC-DC, 2 DIG,HACH-LANGE | Hach
LXV404.99.00552 | 1842 | 3% | 1786.74 | sc200 CONTROLLER, AC-DC, 2 DIG, HACH | Hach
LXV404.99.01102 | 1629 | 3% | 1580.13 | sc200 CONTROLLER, AC-DC, pH,MODBUS, HACH | Hach
LXV404.99.01112 | 1907 | 3% | 1849.79 | sc200 CONTROLLER, AC-DC, 2pH, MODBUS, HACH | Hach
LXV404.99.01202 | 1629 | 3% | 1580.13 | sc200 CONTROLLER, AC-DC, COND, MOD, HACH | Hach
LXV404.99.01212 | 1907 | 3% | 1849.79 | sc200 CONTROLLER, AC-DC, COND, pH, MODBUS,HACH | Hach
LXV404.99.01222 | 1907 | 3% | 1849.79 | sc 200 CONTROLLER, AC-DC, 2 COND, MODBUS, HACH | Hach
LXV404.99.01402 | 1629 | 3% | 1580.13 | sc200 CONTR, 100-240V, MODBUS, 4-20mA INPUT, HACH | Hach
LXV404.99.01412 | 1907 | 3% | 1849.79 | sc200 CONTR, 100-240V, MODBUS, 4-20mA INPUT, pH, HACH | Hach
LXV404.99.01422 | 1907 | 3% | 1849.79 | sc200 CONTR, 100-240V, MODBUS, 4-20mA INPUT, COND, HACH | Hach
LXV404.99.01442 | 1907 | 3% | 1849.79 | sc200 CONTR, 100-240V, MODBUS, 2 4-20mA INPUTS, HACH | Hach
LXV404.99.01502 | 2045 | 3% | 1983.65 | sc200 CONTROLLER,AC-DC, DIG,MODBUS,HACH | Hach
LXV404.99.01512 | 2275 | 3% | 2206.75 | sc200 CONTROLLER, AC-DC, DIG, pH,MOD, HACH | Hach
LXV404.99.01522 | 2275 | 3% | 2206.75 | sc200 CONTROLLER, AC-DC, DIG,COND,MOD, HACH | Hach
LXV404.99.01532 | 2460 | 3% | 2386.2 | sc200 CONTROLLER, AC-DC,1DIG, 1FLOW,MOD, HACH | Hach
LXV404.99.01542 | 2275 | 3% | 2206.75 | sc200 CONTR, AC-DC, DIG, 4-20mA IN, MOD,HACH | Hach
LXV404.99.01552 | 2196 | 3% | 2130.12 | sc200 CONTROLLER, AC-DC,2DIG, MOD, HACH | Hach
LXV404.99.03102 | 1629 | 3% | 1580.13 | sc200 CONTR, 100-240V, PROFIBUS, pH, HACH | Hach
LXV404.99.03112 | 1907 | 3% | 1849.79 | sc200 CONTR, 100-240V, PROFIBUS, 2 pH MODULES, HACH | Hach
LXV404.99.03202 | 1629 | 3% | 1580.13 | sc200 CONTR, 100-240V, PROFIBUS, COND, HACH | Hach
LXV404.99.03212 | 1907 | 3% | 1849.79 | sc200 CONTR, 100-240V, PROFIBUS, COND, pH, HACH | Hach
LXV404.99.03222 | 1907 | 3% | 1849.79 | sc200 CONTR, 100-240V, PROFIBUS, 2 COND, HACH | Hach
LXV404.99.03402 | 1629 | 3% | 1580.13 | sc200 CONTR, 100-240V, PROFIBUS, 4-20mA INPUT, HACH | Hach
LXV404.99.03412 | 1907 | 3% | 1849.79 | sc200 CONTR, 100-240V, PROFIBUS, 4-20mA INPUT, pH, HACH | Hach
LXV404.99.03422 | 1907 | 3% | 1849.79 | sc200 CONTR, 100-240V, PROFIBUS, 4-20mA INPUT, COND, HACH | Hach
LXV404.99.03432 | 2068 | 3% | 2005.96 | sc200 CONTR, 100-240V, PROFIBUS, 4-20mA INPUT, FLOW, HACH | Hach
LXV404.99.03442 | 1907 | 3% | 1849.79 | sc200 CONTR, 100-240V, PROFIBUS, 2 4-20mA INPUT MOD, HACH | Hach
LXV404.99.03502 | 2045 | 3% | 1983.65 | sc200 CONTROLLER, AC-DC,1DIG,PRO, HACH | Hach
LXV404.99.03512 | 2275 | 3% | 2206.75 | sc200 CONTR, 100-230V, DIGITAL CONN. ,pH, PROFIBUS, HACH | Hach
LXV404.99.03522 | 2275 | 3% | 2206.75 | sc200 CONTR, 100-230V, DIGITAL CONN, COND, PROFIBUS,HACH | Hach
LXV404.99.03532 | 2460 | 3% | 2386.2 | sc200 CONTR, 100-230V, DIGITAL CONN, FLOW,PROFIBUS, HACH | Hach
LXV404.99.03542 | 2275 | 3% | 2206.75 | sc200 CONTR, 100-230V, DIGITAL CONN, 4-20mA IN, PROFIBUS,HACH | Hach
LXV404.99.03552 | 2196 | 3% | 2130.12 | sc200 CONTR, 100-230V, 2DIGITAL CONN,PRO, HACH | Hach
LXV404.99.05102 | 1629 | 3% | 1580.13 | sc200 CONTR, 100-240V, pH, HART, HACH | Hach
LXV404.99.05112 | 1907 | 3% | 1849.79 | sc200 CONTR, 100-240V, 2 pH, HART, HACH | Hach
LXV404.99.05202 | 1629 | 3% | 1580.13 | sc200 CONTR, 100-240V, COND, HART, HACH | Hach
LXV404.99.05212 | 1907 | 3% | 1849.79 | sc200 CONTR, 100-240V, COND, pH, HART,HACH | Hach
LXV404.99.05222 | 1907 | 3% | 1849.79 | sc200 CONTR, 100-240V, 2 COND, HART, HACH | Hach
LXV404.99.05322 | 2094 | 3% | 2031.18 | sc200 CONTR, 100-240V, FLOW, COND, HART, HACH | Hach
LXV404.99.05332 | 2280 | 3% | 2211.6 | sc200 CONTR, 100-240V, 2 FLOW, HART, HACH | Hach
LXV404.99.05402 | 1629 | 3% | 1580.13 | sc200 CONTR, 100-240V, HART, 4-20mA INPUT, HACH | Hach
LXV404.99.05412 | 1907 | 3% | 1849.79 | sc200 CONTR, 100-240V, HART, 4-20mA INPUT, pH, HACH | Hach
LXV404.99.05422 | 1907 | 3% | 1849.79 | sc200 CONTR, 100-240V, HART, 4-20mA INPUT, COND, HACH | Hach
LXV404.99.05432 | 2094 | 3% | 2031.18 | sc200 CONTR, 100-240V, HART, 4-20mA INPUT, FLOW, HACH | Hach
LXV404.99.05442 | 1907 | 3% | 1849.79 | sc200 CONTR, 100-240V, HART, 2 4-20mA INPUTS, HACH | Hach
LXV404.99.05502 | 2045 | 3% | 1983.65 | sc200 CONTROLLER, AC-DC, DIG, HART, HACH | Hach
LXV404.99.05512 | 2275 | 3% | 2206.75 | sc200 CONTR, 100-240V, 1 DIG CONN, pH, HART, HACH | Hach
LXV404.99.05522 | 2275 | 3% | 2206.75 | sc200 CONTR, 100-240V, 1 DIG CONN,COND, HART, HACH | Hach
LXV404.99.05532 | 2460 | 3% | 2386.2 | sc200 CONTR, 100-240V, 1 DIG CONN, FLOW, HART, HACH | Hach
LXV404.99.05542 | 2275 | 3% | 2206.75 | sc200 CONTR, 100-240V, 1 DIG CONN, 4-20mA INPUT, HART, HACH | Hach
LXV404.99.05552 | 2196 | 3% | 2130.12 | sc200 CONTR, 100-240V, 2 DIG CONN, HART, HACH | Hach
LXV404.99.09102 | 1509 | 3% | 1463.73 | sc200 CONTR, 100-240V, 4-20mA OUTPUT, pH, HACH | Hach
LXV404.99.09112 | 1787 | 3% | 1733.39 | sc200 CONTROLLER, AC-DC, 4-20mA OUT, 2pH, HACH | Hach
LXV404.99.09202 | 1509 | 3% | 1463.73 | sc200 CONTR, 100-240V, 4-20mA OUTPUT, COND, HACH | Hach
LXV404.99.09212 | 1787 | 3% | 1733.39 | sc200 CONTR, 100-240V, 4-20mA OUTPUT, COND, pH, HACH | Hach
LXV404.99.09222 | 1787 | 3% | 1733.39 | sc200 CONTROLLER, AC-DC, 4-20mA OUT, 2 CONDUCTIVITY, HACH | Hach
LXV404.99.09402 | 1509 | 3% | 1463.73 | sc200 CONTR, 100-240V, 4-20mA OUTPUT, 4-20mA INPUT, HACH | Hach
LXV404.99.09412 | 1787 | 3% | 1733.39 | sc200 CONTR, 100-240V, 4-20mA OUTPUT, 4-20mA INPUT, pH, HACH | Hach
LXV404.99.09422 | 1787 | 3% | 1733.39 | sc200 CONTR, 100-240V, 4-20mA OUTPUT, 4-20mA INPUT, COND, HACH | Hach
LXV404.99.09432 | 1949 | 3% | 1890.53 | sc200 CONTR, 100-240V, 4-20mA OUTPUT, 4-20mA INPUT, FLOW, HACH | Hach
LXV404.99.09442 | 1787 | 3% | 1733.39 | sc200 CONTR, 100-240V, 4-20mA OUTPUT, 2 4-20mA INPUTS, HACH | Hach
LXV404.99.09502 | 1921 | 3% | 1863.37 | sc200 CONTR, 100-240V, 4-20mA OUTPUT, 1 DIG CONN, HACH | Hach
LXV404.99.09512 | 2156 | 3% | 2091.32 | sc200 CONTR, 100-240V, 4-20mA OUTPUT, 1 DIG CONN, pH, HACH | Hach
LXV404.99.09522 | 2156 | 3% | 2091.32 | sc200 CONTROLLER, AC-DC, 4-20mA OUT, 1 DIG, HACH | Hach
LXV404.99.09532 | 2341 | 3% | 2270.77 | sc200 CONTR, 100-240V, 4-20mA OUTPUT, 1 DIG CONN, FLOW, HACH | Hach
LXV404.99.09542 | 2156 | 3% | 2091.32 | sc200 CONTROLLER, AC-DC, 4-20mA OUT, 1 DIG, HACH | Hach
LXV404.99.09552 | 2080 | 3% | 2017.6 | sc200 CONTROLLER, AC-DC, 4-20mA OUT, 2 DIG, HACH | Hach
LXV404.99.10102 | 1300 | 3% | 1261 | sc200 CONTR, 100-240V W/ 2 CORD GRIP, pH, HACH | Hach
LXV404.99.10112 | 1580 | 3% | 1532.6 | sc200 CONTR, 100-240V, 2 CORD GRIPS, 2 pH, HACH | Hach
LXV404.99.10202 | 1300 | 3% | 1261 | sc200 CONTR, 100-240V, 2 CORD GRIPS, COND, HACH | Hach
LXV404.99.10212 | 1580 | 3% | 1532.6 | sc200 CONTR, 100-240V, 2 CORD GRIPS, COND, pH, HACH | Hach
LXV404.99.10222 | 1580 | 3% | 1532.6 | sc200 CONTR, 100-240V, 2 CORD GRIPS, 2 COND, HACH | Hach
LXV404.99.10402 | 1300 | 3% | 1261 | sc200 CONTR, 100-240V, 2 CORD GRIP, 4-20mA INPUT, HACH | Hach
LXV404.99.10412 | 1580 | 3% | 1532.6 | sc200 CONTR, 100-240V, 2 CORD GRPS, 4-20mA INPUT, pH, HACH | Hach
LXV404.99.10422 | 1580 | 3% | 1532.6 | sc200 CONTR, 100-240V, 2 CORD GRPS, 4-20mA INPUT, COND, HACH | Hach
LXV404.99.10432 | 1743 | 3% | 1690.71 | sc200 CONTR, 100-240V, 2 CORD GRIPS, 4-20mA INPUT, FLOW, HACH | Hach
LXV404.99.10442 | 1580 | 3% | 1532.6 | sc200 CONTR, 100-240V, 2 CORD GRIPS, 2 4-20mA INPUTS, HACH | Hach
LXV404.99.10502 | 1707 | 3% | 1655.79 | sc200 CONTR, 100-240V, 2 CORD GRIPS, 1 DIG CONN, HACH | Hach
LXV404.99.10512 | 1946 | 3% | 1887.62 | sc200 CONTR, 100-240V, 2 CORD GRIPS, 1 DIG CONN, pH, HACH | Hach
LXV404.99.10522 | 1946 | 3% | 1887.62 | sc200 CONTR, 100-240V,2 CORD GRPS, 1 DIG CONN, COND, HACH | Hach
LXV404.99.10532 | 2132 | 3% | 2068.04 | sc200 CONTR, 100-240V, 2 CORD GRIPS,1DIG CONN, FLOW, HACH | Hach
LXV404.99.10542 | 1946 | 3% | 1887.62 | sc200 CONTR, 100-240V, 2 CORD GRIPS,4-20mA INPUT, 1 DIG CONN,HACH | Hach
LXV404.99.10552 | 1873 | 3% | 1816.81 | sc200 CONTR, 100-240V,2CORD GRIPS, 2 DIG CONN, HACH | Hach
LXV404.99.11102 | 1662 | 3% | 1612.14 | sc200 CONTR, 100-240V, 2 CORD GRIPS,MODBUS, pH, HACH | Hach
LXV404.99.11112 | 1941 | 3% | 1882.77 | sc200 CONTR, 100-240V, 2 CORD GRIP, MODBUS, 2 pH, HACH | Hach
LXV404.99.11202 | 1662 | 3% | 1612.14 | sc200 CONTR, 100-240V, 2CORD GRIP, MODBUS, COND, HACH | Hach
LXV404.99.11212 | 1941 | 3% | 1882.77 | sc200 CONTR, 100-240V, 2 CORD GRIP, MODBUS, COND,pH, HACH | Hach
LXV404.99.11222 | 1941 | 3% | 1882.77 | sc200 CONTR, 100-240V, 2 CORD GRIPS,MODBUS, 2 COND, HACH | Hach
LXV404.99.11402 | 1662 | 3% | 1612.14 | sC200 CONTR, 100-240V, 2 CORD GRIP,MODBUS, 4-20mA INPUT, HACH | Hach
LXV404.99.11412 | 1941 | 3% | 1882.77 | sc200 CONTR, 100-240V, 2 CORD GRIPS, MODBUS, 4-20mA INPUT, pH, HACH | Hach
LXV404.99.11422 | 1941 | 3% | 1882.77 | sc200 CONTR, 100-240V, 2 CORD GRIPS,MODBUS, 4-20mA INPUT, COND, HACH | Hach
LXV404.99.11432 | 2099 | 3% | 2036.03 | sc200 CONTR, 100-240V, 2 CORD GRIPS, MODBUS, 4-20mA INPUT, FLOW, HACH | Hach
LXV404.99.11442 | 1941 | 3% | 1882.77 | sc200 CONTR, 100-240V, 2 CORD GRIP, MODBUS, 2 4-20mA INPUTS, HACH | Hach
LXV404.99.11502 | 2077 | 3% | 2014.69 | sc200 CONTR, 100-240V, 2 CORD GRIPS, MODBUS,1DIG CONN, HACH | Hach
LXV404.99.11512 | 2307 | 3% | 2237.79 | sc200 CONTR, 100-240V, 2 CORD GRIPS, MODBUS, 1 DIG CONN,pH, HACH | Hach
LXV404.99.11522 | 2307 | 3% | 2237.79 | sc200 CONTR, 100-240V, 2 CORD GRIPS, MODBUS, 1 DIG CONN, COND, HACH | Hach
LXV404.99.11532 | 2494 | 3% | 2419.18 | sc200 CONTR, 100-240V, 2 CORD GRIPS,MODBUS, 1 DIG CONN, FLOW, HACH | Hach
LXV404.99.11542 | 2307 | 3% | 2237.79 | sc200 CONTR, 100-240V,2 CORD GRIPS, MODBUS, 1 DIG CONN, 4-20mA INPUT, HACH | Hach
LXV404.99.11552 | 2230 | 3% | 2163.1 | sc200 CONTR, 100-240V, 2 CORD GRIPS,MODBUS, 2 DIG CONN, HACH | Hach
LXV404.99.13102 | 1662 | 3% | 1612.14 | sc200 CONTR, 100-240V, 2 CORD GRIPS, PROFIBUS, pH, HACH | Hach
LXV404.99.13112 | 1941 | 3% | 1882.77 | sc200 CONTR, 100-240V, 2CORD GRIPS, PROFIBUS, 2 pH, HACH | Hach
LXV404.99.13202 | 1662 | 3% | 1612.14 | sc200 CONTR, 100-240V, 2CORD GRIPS, PROFIBUS, COND, HACH | Hach
LXV404.99.13212 | 1941 | 3% | 1882.77 | sc200 CONTR, 100-240V, 2CORD GRIPS, PROFIBUS, COND, pH, HACH | Hach
LXV404.99.13222 | 1941 | 3% | 1882.77 | sc200 CONTR, 100-240V, 2 CORD GRIPS, PROFIBUS, 2 COND, HACH | Hach
LXV404.99.13302 | 1824 | 3% | 1769.28 | sc200 CONTR, 100-240V, 2 CORD GRIPS, PROFIBUS, FLOW, HACH | Hach
LXV404.99.13312 | 2099 | 3% | 2036.03 | sc200 CONTR, 100-240V, 2 CORD GRIPS, PROFIBUS, FLOW, pH, HACH | Hach
LXV404.99.13322 | 2099 | 3% | 2036.03 | sc200 CONTR, 100-240V, 2 CORD GRIPS, PROFIBUS, FLOW, COND, HACH | Hach
LXV404.99.13332 | 2283 | 3% | 2214.51 | sc200 CONTR, 100-240V, 2 CORD GRIPS, PROFIBUS, 2 FLOW, HACH | Hach
LXV404.99.13402 | 1662 | 3% | 1612.14 | sc200 CONTR, 100-240V, 2 CORD GRIPS, PROFIBUS, 4-20mA INPUT, HACH | Hach
LXV404.99.13412 | 1941 | 3% | 1882.77 | sc200 CONTR, 100-240V, 2 CORD GRIPS, PROFIBUS, 4-20mA INPUT, pH, HACH | Hach
LXV404.99.13422 | 1941 | 3% | 1882.77 | sc200 CONTR, 100-240V, 2 CORD GRIPS, 4-20mA INPUT, COND, HACH | Hach
LXV404.99.13432 | 2099 | 3% | 2036.03 | sc200 CONTR, 100-240V, 2 CORD GRIPS,PROFIBUS, 4-20mA INPUT, FLOW, HACH | Hach
LXV404.99.13442 | 1941 | 3% | 1882.77 | sc200 CONTR, 100-240V, 2CORD GRIPS, PROFIBUS, 2 4-20mA INPUTS, HACH | Hach
LXV404.99.13502 | 2077 | 3% | 2014.69 | sc200 CONTR, 100-240V, 2 CORD GRIPS, PROFIBUS, 1 DIG CONN, HACH | Hach
LXV404.99.13512 | 2307 | 3% | 2237.79 | sc200 CONTR, 100-240V, 2 CORD GRIPS, 1 DIG CONN, pH, HACH | Hach
LXV404.99.13522 | 2307 | 3% | 2237.79 | sc200 CONTR, 100-240V, 2 CORD GRIPS, PROFIBUS, 1 DIG CONN, COND, HACH | Hach
LXV404.99.13532 | 2494 | 3% | 2419.18 | sc200 CONTR, 100-240V, 2 CORD GRIPS, PROFIBUS, 1 DIG CONN, FLOW,HACH | Hach
LXV404.99.13542 | 2307 | 3% | 2237.79 | sc200 CONTR, 100-240V, 2 CORD GRIPS, PROFIBUS,4-20mA INPUT, HACH | Hach
LXV404.99.13552 | 2230 | 3% | 2163.1 | sc200 CONTR, 100-240V, 2 CORD GRIPS, PROFIBUS, 2 DIG CONN, HACH | Hach
LXV404.99.15102 | 1662 | 3% | 1612.14 | sc200 CONTR, 100-240V, 2 CORD GRIPS, HART, pH, HACH | Hach
LXV404.99.15112 | 1941 | 3% | 1882.77 | sc200 CONTR, 100-240V, 2 CORD GRIPS, HART, 2 pH, HACH | Hach
LXV404.99.15202 | 1662 | 3% | 1612.14 | sc200 CONTR, 100-240V, 2 CORD GRIPS, HART, COND, HACH | Hach
LXV404.99.15212 | 1941 | 3% | 1882.77 | sc200 CONTR, 100-240V, 2 CORD GRIPS, HART, COND, pH, HACH | Hach
LXV404.99.15222 | 1941 | 3% | 1882.77 | sc200 CONTR, 100-240V, 2 CORD GRIPS, HART, 2 COND, HACH | Hach
LXV404.99.15302 | 1848 | 3% | 1792.56 | sc200 CONTR, 100-240V, 2 CORD GRIPS, HART, FLOW, HACH | Hach
LXV404.99.15312 | 2126 | 3% | 2062.22 | sc200 CONTR, 100-240V, 2 CORD GRIPS, HART, FLOW, pH, HACH | Hach
LXV404.99.15322 | 2126 | 3% | 2062.22 | sc200 CONTR, 100-240V, 2 CORD GRIPS, HART, FLOW, COND, HACH | Hach
LXV404.99.15332 | 2313 | 3% | 2243.61 | sc200 CONTR, 100-240V, 2 CORD GRIPS, HART, 2 FLOW, HACH | Hach
LXV404.99.15402 | 1662 | 3% | 1612.14 | sc200 CONTR, 100-240V, 2 CORD GRIPS, HART, 4-20mA INPUT, HACH | Hach
LXV404.99.15412 | 1941 | 3% | 1882.77 | sc200 CONTR, 100-240V, 2 CORD GRIPS, HART, 4-20mA INPUT, pH, HACH | Hach
LXV404.99.15422 | 1941 | 3% | 1882.77 | sc200 CONTR, 100-240V, 2 CORD GRIPS, HART, 4-20mA INPUT, COND, HACH | Hach
LXV404.99.15432 | 2126 | 3% | 2062.22 | sc200 CONTR, 100-240V, 2 CORD GRIPS, HART, 4-20mA INPUT, FLOW, HACH | Hach
LXV404.99.15442 | 1941 | 3% | 1882.77 | sc200 CONTR, 100-240V, 2 CORD GRIPS, HART, 2 4-20mA INPUTS, HACH | Hach
LXV404.99.15502 | 2077 | 3% | 2014.69 | sc200 CONTR, 100-240V, 2 CORD GRIPS, HART, 1 DIG CONN, HACH | Hach
LXV404.99.15512 | 2307 | 3% | 2237.79 | sc200 CONTR, 100-240V, 2 CORD GRIPS, HART, 1 DIG CONN, pH, HACH | Hach
LXV404.99.15522 | 2307 | 3% | 2237.79 | sc200 CONTR, 100-240V, 2 CORD GRIPS, HART, 1 DIG CONN, COND, HACH | Hach
LXV404.99.15532 | 2494 | 3% | 2419.18 | sc200 CONTR, 100-240V, 2 CORD GRIPS, HART, 1 DIG CONN, FLOW, HACH | Hach
LXV404.99.15542 | 2307 | 3% | 2237.79 | sc200 CONTR, 100-240V, 2 CORD GRIPS, HART, 1 DIG CONN, 4-20mA INPUT, HACH | Hach
LXV404.99.15552 | 2230 | 3% | 2163.1 | sc200 CONTR, 100-240V, 2 CORD GRIPS, HART, 2 DIG CONN, HACH | Hach
LXV404.99.19102 | 1542 | 3% | 1495.74 | sc200 CONTR, 100-240V, 2CORD GRIPS, 4-20mA OUTPUT, pH, HACH | Hach
LXV404.99.19112 | 1822 | 3% | 1767.34 | sc200 CONTR, 100-240V, 2 CORD GRIPS, 4-20mA OUTPUT, 2 pH, HACH | Hach
LXV404.99.19202 | 1542 | 3% | 1495.74 | sc200 CONTR, 100-240V, 2CORD GRIPS, 4-20mA OUTPUT, COND, HACH | Hach
LXV404.99.19212 | 1822 | 3% | 1767.34 | sc200 CONTR, 100-240V, 2 CORD GRIPS, 4-20mA OUT, COND, pH, HACH | Hach
LXV404.99.19222 | 1822 | 3% | 1767.34 | sc200 CONTR, 100-240V, 2CORD GRIPS, 4-20mA OUTPUT, 2 COND, HACH | Hach
LXV404.99.19302 | 1706 | 3% | 1654.82 | sc200 CONTR, 100-240V, 2CORD GRIPS, 4-20mA OUTPUT, FLOW, HACH | Hach
LXV404.99.19312 | 1982 | 3% | 1922.54 | sc200 CONTR, 100-240V, 2 CORD GRIPS, 4-20mA OUT, FLOW, pH, HACH | Hach
LXV404.99.19322 | 1982 | 3% | 1922.54 | sc200 CONTR, 100-240V, 2CORD GRIPS, 4-20mA OUT, FLOW, COND, HACH | Hach
LXV404.99.19332 | 2165 | 3% | 2100.05 | sc200 CONTR, 100-240V, 2CORD GRIPS, 4-20mA OUT, 2 FLOW, HACH | Hach
LXV404.99.19402 | 1542 | 3% | 1495.74 | sc200 CONTR, 100-240V, 2 CORD GRIPS, 4-20mA OUTPUT, 4-20mA INPUT, HACH | Hach
LXV404.99.19412 | 1822 | 3% | 1767.34 | sc200 CONTR, 100-240V, 2 CORD GRIP, 4-20mA OUT, 4-20mA INPUT, pH, HACH | Hach
LXV404.99.19422 | 1822 | 3% | 1767.34 | sc200 CONTR, 100-240V, 2CORD GRIPS, 4-20mA OUT, 4-20mA INPUT, COND, HACH | Hach
LXV404.99.19432 | 1982 | 3% | 1922.54 | sc200 CONTR, 100-240V, 2 CORD GRIP, 4-20mA OUTPUT, 4-20mA INPUT, FLOW, HACH | Hach
LXV404.99.19442 | 1822 | 3% | 1767.34 | sc200 CONTR, 100-240V, 2 CORD GRIPS, 4-20mA OUT, 2 4-20mA INPUTS, HACH | Hach
LXV404.99.19502 | 1954 | 3% | 1895.38 | sc200 CONTR, 100-240V, 2 CORD GRIPS, 4-20mA INPUT, 1 DIG CONN, HACH | Hach
LXV404.99.19512 | 2189 | 3% | 2123.33 | sc200 CONTR, 100-240V, 2 CORD GRIPS, 4-20mA OUT, 1 DIG CONN, pH, HACH | Hach
LXV404.99.19522 | 2189 | 3% | 2123.33 | sc200 CONTR, 100-240V, 2 CORD GRIPS, 4-20mA OUTPUT, 1 DIG CONN, COND, HACH | Hach
LXV404.99.19532 | 2374 | 3% | 2302.78 | sc200 CONTR, 100-240V, 2 CORD GRIPS, 4-20mA OUT, 1 DIG CONN, FLOW, HACH | Hach
LXV404.99.19542 | 2189 | 3% | 2123.33 | sc200 CONTR, 100-240V, 2 CORD GRIPS, 4-20mA OUT, 1 DIG CONN, 4-20mA INPUT, HACH | Hach
LXV404.99.19552 | 2112 | 3% | 2048.64 | sc200 CONTR, 100-240V, 2 CORD GRIPS, 4-20mA OUTPUT, 2 DIG CONN, HACH | Hach
LXV404.99.20102 | 1314 | 3% | 1274.58 | sc200 CONTR, 100-240V, pH, EU PWR CORD, HACH | Hach
LXV404.99.20112 | 1593 | 3% | 1545.21 | sc200 CONTR, 100-240V, 2 pH, EU PWR CORD, HACH | Hach
LXV404.99.20201 | 1300 | 3% | 1261 | sc200 CONTR,100-240V, COND,EU PWR CORD, HACH-LANGE | Hach
LXV404.99.20202 | 1314 | 3% | 1274.58 | sc200 CONTR, 100-240V, COND, EU PWR CORD, HACH | Hach
LXV404.99.20212 | 1593 | 3% | 1545.21 | sc200 CONTR, 100-240V, COND, pH, EU PWR CORD, HACH | Hach
LXV404.99.20222 | 1593 | 3% | 1545.21 | sc200 CONTR, 100-240V, 2 COND, EU PWR CORD, HACH | Hach
LXV404.99.20301 | 1464 | 3% | 1420.08 | sc200 CONTR,100-240V , FLOW, EU PWR CORD, HACH-LANGE | Hach
LXV404.99.20402 | 1314 | 3% | 1274.58 | sc200 CONTR, 100-240V, 4-20mA INPUT, EU PWR CORD, HACH | Hach
LXV404.99.20412 | 1593 | 3% | 1545.21 | sc200 CONTR, 100-240V, 4-20mA INPUT, pH, EU PWR CORD, HACH | Hach
LXV404.99.20422 | 1593 | 3% | 1545.21 | sc200 CONTR, 100-240V, 4-20mA INPUT, COND, EU PWR CORD, HACH | Hach
LXV404.99.20442 | 1593 | 3% | 1545.21 | sc200 CONTR, 100-240V, 2 4-20mA INPUTS, EU PWR CORD, HACH | Hach
LXV404.99.20501 | 1665 | 3% | 1615.05 | sc200 CONTROLLER, AC-DC, DIG, EU CORD, HACH-LANGE | Hach
LXV404.99.20502 | 1721 | 3% | 1669.37 | sc200 CONTR, 100-230V, 1 DIGITAL CONN, EU PWR CORD,HACH | Hach
LXV404.99.20512 | 1960 | 3% | 1901.2 | sc200 CONTR, 100-240V, 1 DIG CONN, pH, EU PWR CORD, HACH | Hach
LXV404.99.20522 | 1960 | 3% | 1901.2 | sc200 CONTR, 100-240V, 1 DIG CONN, COND, EU PWR CORD, HACH | Hach
LXV404.99.20532 | 2146 | 3% | 2081.62 | sc200 CONTR, 100-240V, 1 DIG CONN, FLOW, EU PWR CORD, HACH | Hach
LXV404.99.20542 | 1960 | 3% | 1901.2 | sc200 CONTR, 100-240V, 1 DIG CONN, 4-20mA INPUT, EU PWR CORD, HACH | Hach
LXV404.99.20551 | 1905 | 3% | 1847.85 | sc200 CONTROLLER,AC-DC, 2DIG, EU CORD,HACH-LANGE | Hach
LXV404.99.20552 | 1886 | 3% | 1829.42 | sc200 CONTR, 100-240V, 2 DIG CONN, EU PWR CORD, HACH | Hach
LXV404.99.21102 | 1674 | 3% | 1623.78 | sc200 CONTR, 100-240V, MODBUS, pH, EU PWR CORD, HACH | Hach
LXV404.99.21112 | 1953 | 3% | 1894.41 | sc200 CONTR, 100-240V, MODBUS, 2 pH, EU PWR CORD, HACH | Hach
LXV404.99.21202 | 1674 | 3% | 1623.78 | sc200 CONTR, 100-240V, MODBUS, COND, EU PWR CORD, HACH | Hach
LXV404.99.21212 | 1953 | 3% | 1894.41 | sc200 CONTR, 100-240V, MODBUS, COND, pH, EU PWR CORD, HACH | Hach
LXV404.99.21222 | 1953 | 3% | 1894.41 | sc200 CONTR, 100-240V, MODBUS, 2 COND, EU PWR CORD, HACH | Hach
LXV404.99.21402 | 1674 | 3% | 1623.78 | sc200 CONTR, 100-240V, MODBUS, 4-20mA INPUT, EU PWR CORD, HACH | Hach
LXV404.99.21412 | 1953 | 3% | 1894.41 | sc200 CONTR, 100-240V, MODBUS, 4-20mA INPUT, pH, EU PWR CORD, HACH | Hach
LXV404.99.21422 | 1953 | 3% | 1894.41 | sc200 CONTR, 100-240V, MODBUS, 4-20mA INPUT, COND, EU PWR CORD,HACH | Hach
LXV404.99.21442 | 1953 | 3% | 1894.41 | sc200 CONTR, 100-240V, MODBUS, 2 4-20mA INPUTS, EU PWR CORD, HACH | Hach
LXV404.99.21502 | 2091 | 3% | 2028.27 | sc200 CONTR, 100-240V, MODBUS, 1 DIG CONN, EU PWR CORD, HACH | Hach
LXV404.99.21512 | 2321 | 3% | 2251.37 | sc200 CONTR, 100-240V, MODBUS, 1 DIG CONN, pH, EU PWR CORD, HACH | Hach
LXV404.99.21521 | 2299 | 3% | 2230.03 | sc200 CONTR, 100-240V, 1 DIG CONN, COND,MODBUS,EU PWR CORD,HACH-LANGE | Hach
LXV404.99.21522 | 2321 | 3% | 2251.37 | sc200 CONTR, 100-240V, MODBUS, 1 DIG CONN, COND, EU PWR CORD, HACH | Hach
LXV404.99.21531 | 2444 | 3% | 2370.68 | sc200 CONTR, 100-240V, DIG, FLOW,MODBUS,EU PWR CORD, HACH-LANGE | Hach
LXV404.99.21532 | 2508 | 3% | 2432.76 | sc200 CONTR, 100-240V, MODBUS, 1 DIG CONN, FLOW, EU PWR CORD, HACH | Hach
LXV404.99.21542 | 2321 | 3% | 2251.37 | sC200 CONTR, 100-240V, MODBUS, 1 DIG CONN, 4-20mA INPUT, EU PWR CORD, HACH | Hach
LXV404.99.21551 | 2263 | 3% | 2195.11 | sc200 CONTR, 100-240V,2 DIG CONN ,MOD,EU PWR CORD,HACH-LANGE | Hach
LXV404.99.21552 | 2242 | 3% | 2174.74 | sc200 CONTR, 100-230V, 2DIGITAL CONN, EU PWR CORD, MODBUS,HACH | Hach
LXV404.99.23102 | 1674 | 3% | 1623.78 | sc200 CONTR, 100-240V, PROFIBUS, pH, EU PWR CORD, HACH | Hach
LXV404.99.23112 | 1953 | 3% | 1894.41 | sc200 CONTR, 100-240V, PROFIBUS, 2 pH, EU PWR CORD, HACH | Hach
LXV404.99.23201 | 1659 | 3% | 1609.23 | sc200 CONTR, 100-240V, COND,EU PWR CORD, PROFIBUS, HACH-LANGE | Hach
LXV404.99.23202 | 1674 | 3% | 1623.78 | sc200 CONTR, 100-240V, PROFIBUS, COND, EU PWR CORD, HACH | Hach
LXV404.99.23212 | 1953 | 3% | 1894.41 | sc200 CONTR, 100-240V, PROFIBUS, COND, pH, EU PWR CORD, HACH | Hach
LXV404.99.23222 | 1953 | 3% | 1894.41 | sc200 CONTR, 100-240V, PROFIBUS, 2 COND, EU PWR CORD, HACH | Hach
LXV404.99.23402 | 1674 | 3% | 1623.78 | sc200 CONTR, 100-240V, PROFIBUS, 4-20mA INPUT, EU PWR CORD,HACH | Hach
LXV404.99.23412 | 1953 | 3% | 1894.41 | sc200 CONTR, 100-240V, PROFIBUS, 4-20mA INPUT, pH, EU PWR CORD, HACH | Hach
LXV404.99.23422 | 1953 | 3% | 1894.41 | sc200 CONTR, 100-240V, PROFIBUS, 4-20mA INPUT, COND, EU PWR CORD,HACH | Hach
LXV404.99.23442 | 1953 | 3% | 1894.41 | sc200 CONTR, 100-240V, PROFIBUS, 2 4-20mA INPUTS, EU PWR CORD, HACH | Hach
LXV404.99.23501 | 2023 | 3% | 1962.31 | sc200 CONTROLLER, 100-240V,1 DIG CONN,PROFIBUS, EU PWR CORD,HACH-LANGE | Hach
LXV404.99.23502 | 2091 | 3% | 2028.27 | sc200 CONTR, 100-240V, PROFIBUS, 1 DIG CONN, EU PWR CORD, HACH | Hach
LXV404.99.23512 | 2321 | 3% | 2251.37 | sc200 CONTR, 100-240V, PROFIBUS, 1 DIG CONN, pH, EU PWR CORD, HACH | Hach
LXV404.99.23521 | 2299 | 3% | 2230.03 | sc200 CONTR, 100-240V, 1 DIG CONN, COND,EU PWR CORD,PROFIBUS,HACH-LANGE | Hach
LXV404.99.23522 | 2321 | 3% | 2251.37 | sc200 CONTR, 100-240V, PROFIBUS, 1 DIG CONN, COND, EU PWR CORD,HACH | Hach
LXV404.99.23531 | 2444 | 3% | 2370.68 | sc200 CONTR, 100-240V,1 DIG CONN, FLOW,EU PWR CORD,PROFIBUS,HACH-LANGE | Hach
LXV404.99.23532 | 2508 | 3% | 2432.76 | sc200 CONTR, 100-240V, PROFIBUS, 1 DIG CONN, FLOW, EU PWR CORD, HACH | Hach
LXV404.99.23542 | 2321 | 3% | 2251.37 | sc200 CONTR, 100-240V, PROFIBUS, 1 DIG CONN, 4-20mA INPUT, EU PWR CORD,HACH | Hach
LXV404.99.23551 | 2263 | 3% | 2195.11 | sc200 CONTR,100-240V, 2 DIG CONN, PROFIBUS,HACH-LANGE | Hach
LXV404.99.23552 | 2242 | 3% | 2174.74 | sc200 CONTR, 100-240V, 2 DIG CONN, PROFIBUS, EU PWR CORD, HACH | Hach
LXV404.99.25102 | 1674 | 3% | 1623.78 | sc200 CONTR, 100-240V, HART, pH, EU PWR CORD, HACH | Hach
LXV404.99.25112 | 1953 | 3% | 1894.41 | sc200 CONTR, 100-240V, HART, 2 pH, EU PWR CORD, HACH | Hach
LXV404.99.25202 | 1674 | 3% | 1623.78 | sc200 CONTR, 100-240V, HART, COND, EU PWR CORD, HACH | Hach
LXV404.99.25212 | 1953 | 3% | 1894.41 | sc200 CONTR, 100-240V, HART, COND, pH, EU PWR CORD, HACH | Hach
LXV404.99.25222 | 1953 | 3% | 1894.41 | sc200 CONTR, 100-240V, HART, 2 COND, EU PWR CORD, HACH | Hach
LXV404.99.25302 | 1861 | 3% | 1805.17 | sc200 CONTR, 100-240V, HART, FLOW, EU PWR CORD, HACH | Hach
LXV404.99.25312 | 2140 | 3% | 2075.8 | sc200 CONTR, 100-240V, HART, FLOW, pH, EU PWR CORD, HACH | Hach
LXV404.99.25322 | 2140 | 3% | 2075.8 | sc200 CONTR, 100-240V, HART, FLOW, COND, EU PWR CORD, HACH | Hach
LXV404.99.25332 | 2326 | 3% | 2256.22 | sc200 CONTR, 100-240V, HART, 2 FLOW, EU PWR CORD, HACH | Hach
LXV404.99.25402 | 1674 | 3% | 1623.78 | sc200 CONTR, 100-240V, HART, 4-20mA INPUT, EU PWR CORD, HACH | Hach
LXV404.99.25412 | 1953 | 3% | 1894.41 | sc200 CONTR, 100-240V, HART, 4-20mA INPUT, pH, EU PWR CORD, HACH | Hach
LXV404.99.25422 | 1953 | 3% | 1894.41 | sc200 CONTR, 100-240V, HART, 4-20mA INPUT, COND, EU PWR CORD,HACH | Hach
LXV404.99.25432 | 2140 | 3% | 2075.8 | sc200 CONTR, 100-240V, HART, 4-20mA INPUT, FLOW, EU PWR CORD, HACH | Hach
LXV404.99.25442 | 1953 | 3% | 1894.41 | sc200 CONTR, 100-240V, HART, 2 4-20mA INPUTS, EU PWR CORD, HACH | Hach
LXV404.99.25502 | 2091 | 3% | 2028.27 | sc200 CONTR, 100-240V, HART, 1 DIG CONN, EU PWR CORD, HACH | Hach
LXV404.99.25512 | 2321 | 3% | 2251.37 | sc200 CONTR, 100-240V, HART, 1 DIG CONN, pH, EU PWR CORD, HACH | Hach
LXV404.99.25522 | 2321 | 3% | 2251.37 | sc200 CONTR, 100-240V, HART, 1 DIG CONN, COND, EU PWR CORD, HACH | Hach
LXV404.99.25532 | 2508 | 3% | 2432.76 | sc200 CONTR, 100-240V, HART, 1 DIG CONN, FLOW, EU PWR CORD, HACH | Hach
LXV404.99.25542 | 2321 | 3% | 2251.37 | sc200 CONTR, 100-240V, HART, 1 DIG CONN, 4-20mA INPUT, EU PWR CORD, HACH | Hach
LXV404.99.25552 | 2242 | 3% | 2174.74 | sc200 CONTR, 100-240V, HART, 2 DIG CONN, EU PWR CORD,HACH | Hach
LXV404.99.29102 | 1555 | 3% | 1508.35 | sc200 CONTR, 100-240V, 4-20mA OUT, pH, EU PWR CORD,HACH | Hach
LXV404.99.29112 | 1835 | 3% | 1779.95 | sc200 CONTR, 100-240V, 4-20mA OUT, 2 pH, EU PWR CORD,HACH | Hach
LXV404.99.29202 | 1555 | 3% | 1508.35 | sc200 CONTR, 100-240V, 4-20mA OUT, COND, EU PWR CORD,HACH | Hach
LXV404.99.29212 | 1835 | 3% | 1779.95 | sc200 CONTR, 100-240V, 4-20mA OUT, COND,pH, EU PWR CORD, HACH | Hach
LXV404.99.29222 | 1835 | 3% | 1779.95 | sc200 CONTR, 100-240V, 4-20mA OUT, 2 COND, EU PWR CORD, HACH | Hach
LXV404.99.29402 | 1555 | 3% | 1508.35 | sc200 CONTR, 100-240V, 4-20mA OUTPUT, 4-20mA INPUT, EU PWR CORD, HACH | Hach
LXV404.99.29412 | 1835 | 3% | 1779.95 | sc200 CONTR, 100-240V, 4-20mA OUT, 4-20mA INPUT, pH, EU PWR CORD, HACH | Hach
LXV404.99.29422 | 1835 | 3% | 1779.95 | sc200 CONTR, 100-240V, 4-20mA OUT, 4-20mA INPUT, COND,EU PWR CORD,HACH | Hach
LXV404.99.29432 | 1994 | 3% | 1934.18 | sc200 CONTR, 100-240V, 4-20mA OUT, 4-20mA INPUT, FLOW, EU PWR CORD, HACH | Hach
LXV404.99.29442 | 1835 | 3% | 1779.95 | sc200 CONTR, 100-240V, 4-20mA OUT, 2 4-20mA INPUTS, EU PWR CORD, HACH | Hach
LXV404.99.29502 | 1971 | 3% | 1911.87 | sc200 CONTR, 100-240V, 4-20mA OUTPUT, 1 DIG CONN, EU PWR CORD, HACH | Hach
LXV404.99.29511 | 2181 | 3% | 2115.57 | sc200 CONTR, 100-240V,4-20 mA OUT,1 DIG CONN, pH,EU PWR CORD, HACH-LANGE | Hach
LXV404.99.29512 | 2201 | 3% | 2134.97 | sc200 CONTR, 100-240V, 4-20mA OUTPUT, 1 DIG CONN,pH, EU PWR CORD, HACH | Hach
LXV404.99.29522 | 2201 | 3% | 2134.97 | sc200 CONTR, 100-240V, 4-20mA OUT, 1 DIG CONN, COND, EU PWR CORD, HACH | Hach
LXV404.99.29532 | 2389 | 3% | 2317.33 | sc200 CONTR, 100-240V, 4-20mA OUT, 1 DIG CONN, FLOW, EU PWR CORD, HACH | Hach
LXV404.99.29542 | 2201 | 3% | 2134.97 | sc200 CONTR, 100-240V, 4-20mA OUT, 1 DIG CONN, 4-20mA INPUT, EU PWR CORD, HACH | Hach
LXV404.99.29552 | 2125 | 3% | 2061.25 | sc200 CONTR, 100-240V, 4-20mA OUT, 2 DIG CONN, EU PWR CORD, HACH | Hach
LXV404.99.30101 | 1300 | 3% | 1261 | sc200 CONTR, 100-240V, pH,UK PWR CORD, HACH-LANGE | Hach
LXV404.99.30111 | 1576 | 3% | 1528.72 | sc200 CONTROLLER,100-240V, 2pH,UK PWR CORD, HACH-LANGE | Hach
LXV404.99.30501 | 1665 | 3% | 1615.05 | sc200 CONTR, 100-240V,1 DIG CONN,UK PWR CORD,HACH-LANGE | Hach
LXV404.99.31501 | 2023 | 3% | 1962.31 | sc200 CONTROLLER,100-240V,1 DIG CONN,MODBUS,UK PWR CORD, HACH-LANGE | Hach
LXV404.99.31521 | 2299 | 3% | 2230.03 | sc200 CONTROLLER,100-240VAC, 1 DIG CONN, COND,UK PWR CORD, MODBUS,HACH-LANGE | Hach
LXV404.99.33501 | 2023 | 3% | 1962.31 | sc200 CONTROLLER, 100-240VAC,1 DIG CONN ,PROFIBUS, UK PWR CORD,HACH-LANGE | Hach
LXV404.99.50102 | 1314 | 3% | 1274.58 | sc200 CONTR, 100-230V, pH, N AMER PWR CORD,HACH | Hach
LXV404.99.50112 | 1593 | 3% | 1545.21 | sc200 CONTR, 100-230V, 2pH, N AMER PWR CORD, HACH | Hach
LXV404.99.50202 | 1314 | 3% | 1274.58 | sc200 DIGITAL CONTROLLER, 100-230V, COND, N AMER PWR CORD, HACH | Hach
LXV404.99.50212 | 1593 | 3% | 1545.21 | sc200 CONTR, 100-230V, COND, pH, N AMER PWR CORD,HACH | Hach
LXV404.99.50222 | 1591 | 3% | 1543.27 | sc200 CONTR, 100-230V, 2 COND, N AMER PWR CORD,HACH | Hach
LXV404.99.50402 | 1314 | 3% | 1274.58 | sc200 CONTR, 100-240V, 4-20mA INPUT, US PWR CORD, HACH | Hach
LXV404.99.50412 | 1593 | 3% | 1545.21 | sc200 CONTR, 100-240V, 4-20mA INPUT, pH, US PWR CORD, HACH | Hach
LXV404.99.50422 | 1593 | 3% | 1545.21 | sc200 CONTR, 100-240V, 4-20mA INPUT, COND, US PWR CORD, HACH | Hach
LXV404.99.50432 | 1778 | 3% | 1724.66 | sc200 CONTR, 100-240V, 4-20mA INPUT, FLOW, US PWR CORD, HACH | Hach
LXV404.99.50442 | 1593 | 3% | 1545.21 | sc200 CONTR, 100-240V, 2 4-20mA INPUTS, US PWR CORD, HACH | Hach
LXV404.99.50502 | 1721 | 3% | 1669.37 | sc200 CONTR, AC-DC, DIG, US, HACH | Hach
LXV404.99.50512 | 1960 | 3% | 1901.2 | sc200 CONTR, AC-DC,DIG, pH,US, HACH | Hach
LXV404.99.50522 | 1960 | 3% | 1901.2 | sc200 CONTR, 100-230V, DIGITAL CONN, COND, N AMER PWR CORD,HACH | Hach
LXV404.99.50532 | 2146 | 3% | 2081.62 | sc200 CONTR, 100-230V, DIGITAL CONN, FLOW, N AMER PWR CORD,HACH | Hach
LXV404.99.50542 | 1960 | 3% | 1901.2 | sc200 CONTR, 100-230V, DIGITAL CONN, 4-20mA IN, N AMER PWR CORD,HACH | Hach
LXV404.99.50552 | 1886 | 3% | 1829.42 | sc200 CONTROLLER, AC-DC, 2DIG, US,HACH | Hach
LXV404.99.51102 | 1674 | 3% | 1623.78 | sc200 CONTROLLER, AC-DC, pH,MOD, US, HACH | Hach
LXV404.99.51112 | 1953 | 3% | 1894.41 | sc200 CONTR, 100-230V, 2pH, MODBUS, N AMER PWR CORD,HACH | Hach
LXV404.99.51202 | 1674 | 3% | 1623.78 | sc200 CONTR, 100-230V, COND,MODBUS,N AMER PWR CORD, HACH | Hach
LXV404.99.51212 | 1953 | 3% | 1894.41 | sc200 CONTR, 100-230V, COND, pH,MOD, N AMER PWR CORD,HACH | Hach
LXV404.99.51222 | 1953 | 3% | 1894.41 | sc200 CONTR, 100-230V, 2COND,MODBUS, N AMER PWR CORD,HACH | Hach
LXV404.99.51402 | 1674 | 3% | 1623.78 | sc200 CONTR, 100-240V, MODBUS, 4-20mA INPUT, US PWR CORD, HACH | Hach
LXV404.99.51412 | 1953 | 3% | 1894.41 | sc200 CONTR, 100-240V, MODBUS, 4-20mA INPUT, pH, US PWR CORD, HACH | Hach
LXV404.99.51422 | 1953 | 3% | 1894.41 | sc200 CONTR, 100-240V, MODBUS, 4-20mA INPUT, COND, US PWR CORD, HACH | Hach
LXV404.99.51442 | 1953 | 3% | 1894.41 | sc200 CONTR, 100-240V, MODBUS, 2 4-20mA INPUTS, US PWR CORD, HACH | Hach
LXV404.99.51502 | 2091 | 3% | 2028.27 | sc200 CONTROLLER,AC-DC, DIG,MOD,US, HACH | Hach
LXV404.99.51512 | 2320 | 3% | 2250.4 | sc200 CONTROLLER, 100-240V, 1 DIG CONN, pH, MODBUS, N AMER PWR CORD, HACH | Hach
LXV404.99.51522 | 2321 | 3% | 2251.37 | sc200 CONTR, 100-240V, MODBUS, 1 DIG CONN, COND, US PWR CORD, HACH | Hach
LXV404.99.51532 | 2508 | 3% | 2432.76 | sc200 CONTR, 100-240V, MODBUS, 1 DIG CONN, FLOW, US PWR CORD, HACH | Hach
LXV404.99.51542 | 2321 | 3% | 2251.37 | sc200 CONTR, 100-240V, MODBUS, 4-20mA INPUT, 1 DIG CONN, US PWR CORD, HACH | Hach
LXV404.99.51552 | 2242 | 3% | 2174.74 | sc200 CONTR, 100-240V, MODBUS, 2 DIG CONN, N AMER PWR CORD, HACH | Hach
LXV404.99.53102 | 1674 | 3% | 1623.78 | sc200 CONTR, 100-240V, PROFIBUS, pH, US PWR CORD, HACH | Hach
LXV404.99.53112 | 1953 | 3% | 1894.41 | sc200 CONTR, 100-240V, PROFIBUS, 2 pH, US PWR CORD, HACH | Hach
LXV404.99.53202 | 1674 | 3% | 1623.78 | sc200 CONTR, 100-240V, PROFIBUS, COND, US PWR CORD, HACH | Hach
LXV404.99.53212 | 1953 | 3% | 1894.41 | sc200 CONTR, 100-240V, PROFIBUS, COND, pH, US PWR CORD, HACH | Hach
LXV404.99.53222 | 1953 | 3% | 1894.41 | sc200 CONTR, 100-240V, PROFIBUS, 2 COND, US PWR CORD, HACH | Hach
LXV404.99.53402 | 1674 | 3% | 1623.78 | sc200 CONTR, 100-240V, PROFIBUS, 4-20mA INPUT, US PWR CORD, HACH | Hach
LXV404.99.53412 | 1953 | 3% | 1894.41 | sc200 CONTR, 100-240V, PROFIBUS, 4-20mA INPUT, pH, US PWR CORD, HACH | Hach
LXV404.99.53422 | 1953 | 3% | 1894.41 | sc200 CONTR, 100-240V, PROFIBUS, 4-20mA INPUT, COND, US PWR CORD, HACH | Hach
LXV404.99.53432 | 2112 | 3% | 2048.64 | sc200 CONTR, 100-240V, PROFIBUS, 4-20mA INPUT, FLOW, US PWR CORD, HACH | Hach
LXV404.99.53442 | 1953 | 3% | 1894.41 | sc200 CONTR, 100-240V, PROFIBUS, 2 4-20mA INPUTS, US PWR CORD, HACH | Hach
LXV404.99.53502 | 2091 | 3% | 2028.27 | sc200 CONTR, 100-240V, PROFIBUS, 1 DIG CONN, US PWR CORD, HACH | Hach
LXV404.99.53512 | 2321 | 3% | 2251.37 | sc200 CONTR, 100-240V, PROFIBUS, 1 DIG CONN, pH, US PWR CORD, HACH | Hach
LXV404.99.53522 | 2321 | 3% | 2251.37 | sc200 CONTR, 100-240V, PROFIBUS, 1 DIG CONN, COND, US PWR CORD, HACH | Hach
LXV404.99.53532 | 2508 | 3% | 2432.76 | sc200 CONTR, 100-240V, PROFIBUS, 1 DIG CONN, FLOW, US PWR CORD, HACH | Hach
LXV404.99.53542 | 2321 | 3% | 2251.37 | sc200 CONTROLLER,100-240V, PROFIBUS, 1 DIG CONN, 4-20mA INPUT, US PWR CORD,HACH | Hach
LXV404.99.53552 | 2242 | 3% | 2174.74 | sc200 CONTR, 100-240V, PROFIBUS, 2 DIG CONN, US PWR CORD, HACH | Hach
LXV404.99.55102 | 1674 | 3% | 1623.78 | sc200 CONTR, 100-240V, HART, pH, N AMER PWR CORD, HACH | Hach
LXV404.99.55112 | 1953 | 3% | 1894.41 | sc200 CONTR, 100-240V, HART, 2 pH, N AMER PWR CORD,HACH | Hach
LXV404.99.55202 | 1674 | 3% | 1623.78 | sc200 CONTR, 100-240V, HART, COND, N AMER PWR CORD, HACH | Hach
LXV404.99.55212 | 1953 | 3% | 1894.41 | sc200 CONTR, 100-240V, HART, COND, pH, N AMER PWR CORD, HACH | Hach
LXV404.99.55222 | 1953 | 3% | 1894.41 | sc200 CONTR, 100-240V, HART, 2 COND, N AMER PWR CORD, HACH | Hach
LXV404.99.55302 | 1839 | 3% | 1783.83 | sc200 CONTR, 100-240V, HART, FLOW, N AMER PWR CORD, HACH | Hach
LXV404.99.55312 | 2115 | 3% | 2051.55 | sc200 CONTR, 100-240V, HART, FLOW, pH, N AMER PWR CORD, HACH | Hach
LXV404.99.55322 | 2115 | 3% | 2051.55 | sc200 CONTR, 100-240V, HART, FLOW, COND, N AMER PWR CORD, HACH | Hach
LXV404.99.55332 | 2304 | 3% | 2234.88 | sc200 CONTR, 100-240V, HART, 2 FLOW, N AMER PWR CORD, HACH | Hach
LXV404.99.55402 | 1674 | 3% | 1623.78 | sc200 CONTR, 100-240V, HART, 4-20mA INPUT, N AMER PWR CORD, HACH | Hach
LXV404.99.55412 | 1953 | 3% | 1894.41 | sc200 CONTR, 100-240V, HART, 4-20mA INPUT, pH, N AMER PWR CORD, HACH | Hach
LXV404.99.55422 | 1953 | 3% | 1894.41 | sc200 CONTR, 100-240V, HART, 4-20mA INPUT, COND, N AMER PWR CORD, HACH | Hach
LXV404.99.55432 | 2140 | 3% | 2075.8 | sc200 CONTR, 100-240V, HART, 4-20mA INPUT, FLOW, N AMER PWR CORD, HACH | Hach
LXV404.99.55442 | 1953 | 3% | 1894.41 | sc200 CONTR, 100-240V, HART, 2 4-20mA INPUTS, N AMER PWR CORD, HACH | Hach
LXV404.99.55502 | 2091 | 3% | 2028.27 | sc200 CONTR, 100-240V, HART, 1 DIG CONN, N AMER PWR CORD, HACH | Hach
LXV404.99.55512 | 2320 | 3% | 2250.4 | sc200 CONTR, 100-240V, HART, 1 DIG CONN, pH, N AMER PWR CORD, HACH | Hach
LXV404.99.55522 | 2321 | 3% | 2251.37 | sc200 CONTR, 100-240V, HART, 1 DIG CONN, COND, N AMER PWR CORD, HACH | Hach
LXV404.99.55532 | 2508 | 3% | 2432.76 | sc200 CONTR, 100-240V, HART, 1 DIG CONN, FLOW, N AMER PWR CORD, HACH | Hach
LXV404.99.55542 | 2321 | 3% | 2251.37 | sc200 CONTR, 100-240V, HART, 4-20mA INPUT, 1 DIG CONN, N AMER PWR CORD, HACH | Hach
LXV404.99.55552 | 2242 | 3% | 2174.74 | sc200 CONTR, 100-240V, HART, 2 DIG CONN, N AMER PWR CORD, HACH | Hach
LXV404.99.59102 | 1555 | 3% | 1508.35 | sc200 CONTR, 100-240V, 4-20mA OUTPUT, pH, US PWR CORD, HACH | Hach
LXV404.99.59112 | 1835 | 3% | 1779.95 | sc200 CONTR, 100-240V, 4-20mA OUTPUT, 2 pH, US PWR CORD, HACH | Hach
LXV404.99.59202 | 1555 | 3% | 1508.35 | sc200 CONTR, 100-240V, 4-20mA OUTPUT, COND, US PWR CORD, HACH | Hach
LXV404.99.59212 | 1835 | 3% | 1779.95 | sc200 DIGITAL CONTR, 100-230V,4-20 OUT,COND,pH, N AMER PWR CORD,HACH | Hach
LXV404.99.59222 | 1835 | 3% | 1779.95 | sc200 CONTR, 100-240V, 4-20mA OUTPUT, 2 COND, US PWR CORD, HACH | Hach
LXV404.99.59402 | 1555 | 3% | 1508.35 | sc200 CONTR, 100-240V, 4-20mA OUT, 4-20mA INPUT, US PWR CORD, HACH | Hach
LXV404.99.59412 | 1835 | 3% | 1779.95 | sc200 CONTR, 100-240V, 4-20mA OUT, 4-20mA INPUT, pH, US PWR CORD, HACH | Hach
LXV404.99.59422 | 1835 | 3% | 1779.95 | sc200 CONTR, 100-240V, 4-20mA OUT, 4-20mA INPUT, COND, US PWR CORD, HACH | Hach
LXV404.99.59432 | 1994 | 3% | 1934.18 | sc200 CONTR, 100-240V, 4-20mA OUT, 4-20mA INPUT, FLOW, US PWR CORD, HACH | Hach
LXV404.99.59442 | 1835 | 3% | 1779.95 | sc200 CONTR, 100-240V, 4-20mA OUT, 2 4-20mA INPUTS, US PWR CORD, HACH | Hach
LXV404.99.59502 | 1971 | 3% | 1911.87 | sc200 CONTR, 100-240V, 4-20mA OUT, 1 DIG CONN, US PWR CORD, HACH | Hach
LXV404.99.59512 | 2201 | 3% | 2134.97 | sc200 CONTR, AC-DC, DIG,4-20 OUT,pH, US,HACH | Hach
LXV404.99.59522 | 2201 | 3% | 2134.97 | sc200 CONTR, 100-240V, 4-20mA OUTPUT, 1 DIG CONN, COND, US PWR CORD, HACH | Hach
LXV404.99.59532 | 2389 | 3% | 2317.33 | sc200 CONTR, 100-240V, 4-20mA OUTPUT, 1 DIG CONN, FLOW, US PWR CORD, HACH | Hach
LXV404.99.59542 | 2201 | 3% | 2134.97 | sc200 CONTR, 100-240V, 4-20mA OUTPUT, 1 DIG CONN, 4-20mA INPUT, N AMER PWR CORD, HACH | Hach
LXV404.99.59552 | 2009 | 3% | 1948.73 | sc200 CONTR, AC-DC,DIG,4-20 OUT,US,HACH | Hach
LXV404.99.70001 | 1415 | 3% | 1372.55 | sc200 CONTROLLER, DC-DC, HACH-LANGE | Hach
LXV404.99.70002 | 1412 | 3% | 1369.64 | sc200 CONTROLLER, DC-DC, HACH | Hach
LXV404.99.70102 | 1485 | 3% | 1440.45 | sc200 CONTROLLER, pH, 24VDC, HACH | Hach
LXV404.99.70112 | 1765 | 3% | 1712.05 | sc200 CONTROLLER, 2pH, 24VDC, HACH | Hach
LXV404.99.70202 | 1485 | 3% | 1440.45 | sc200 CONTROLLER, COND, 24VDC, HACH | Hach
LXV404.99.70212 | 1765 | 3% | 1712.05 | sc200 CONTR, 24VDC, COND, pH, HACH | Hach
LXV404.99.70222 | 1765 | 3% | 1712.05 | sc200 CONTROLLER, COND, 24VDC, HACH | Hach
LXV404.99.70402 | 1485 | 3% | 1440.45 | sc200 CONTR, 24VDC, 4-20mA INPUT, HACH | Hach
LXV404.99.70412 | 1765 | 3% | 1712.05 | sc200 CONTR, 24VDC, 4-20mA INPUT, pH, HACH | Hach
LXV404.99.70422 | 1765 | 3% | 1712.05 | sc200 CONTR, 24VDC, 4-20mA INPUT, COND, HACH | Hach
LXV404.99.70442 | 1765 | 3% | 1712.05 | sc200 CONTR, 24VDC, 2 4-20mA INPUTS, HACH | Hach
LXV404.99.70501 | 1833 | 3% | 1778.01 | sc200 CONTROLLER, DIG, 24VDC, HACH-LANGE | Hach
LXV404.99.70502 | 1895 | 3% | 1838.15 | sc200 CONTROLLER, DIG, 24VDC, HACH | Hach
LXV404.99.70512 | 2129 | 3% | 2065.13 | sc200 CONTROLLER, DIG, pH, 24VDC, HACH | Hach
LXV404.99.70522 | 2129 | 3% | 2065.13 | sc200 CONTROLLER, DIG,COND, 24VDC, HACH | Hach
LXV404.99.70532 | 2316 | 3% | 2246.52 | sc200 CONTROLLER, DIG, FLOW, 24VDC, HACH | Hach
LXV404.99.70542 | 2129 | 3% | 2065.13 | sc200 CONTR, 24VDC, 1 DIG CONN, 4-20mA INPUT, HACH | Hach
LXV404.99.70551 | 2074 | 3% | 2011.78 | sc200 CONTROLLER, 2 DIG, 24VDC, HACH-LANGE | Hach
LXV404.99.70552 | 2055 | 3% | 1993.35 | sc200 CONTROLLER, 2 DIG, 24VDC, HACH | Hach
LXV404.99.71102 | 1844 | 3% | 1788.68 | sc200 CONTROLLER, pH, 24VDC,MOD, HACH | Hach
LXV404.99.71112 | 2124 | 3% | 2060.28 | sc200 CONTR, 24VDC, MODBUS, 2 pH, HACH | Hach
LXV404.99.71202 | 1844 | 3% | 1788.68 | sc200 CONTR, 24VDC, MODBUS, COND, HACH | Hach
LXV404.99.71212 | 2124 | 3% | 2060.28 | sc200 CONTR, 24VDC, MODBUS, COND, pH, HACH | Hach
LXV404.99.71222 | 2124 | 3% | 2060.28 | sc200 CONTR, 24VDC, MODBUS, 2 COND, HACH | Hach
LXV404.99.71402 | 1844 | 3% | 1788.68 | sc200 CONTR, 24VDC, MODBUS, 4-20mA INPUT, HACH | Hach
LXV404.99.71412 | 2124 | 3% | 2060.28 | sc200 CONTR, 24VDC, MODBUS, 4-20mA INPUT, pH, HACH | Hach
LXV404.99.71422 | 2124 | 3% | 2060.28 | sc200 CONTR, 24VDC, MODBUS, 4-20mA INPUT, COND, HACH | Hach
LXV404.99.71442 | 2124 | 3% | 2060.28 | sc200 CONTR, 24VDC, MODBUS, 2 4-20mA INPUTS, HACH | Hach
LXV404.99.71501 | 2192 | 3% | 2126.24 | sc200 CONTR, DIG ,24VDC,MODBUS, HACH-LANGE | Hach
LXV404.99.71502 | 2266 | 3% | 2198.02 | sc200 CONTROLLER, DIG, 24VDC,MOD, HACH | Hach
LXV404.99.71512 | 2491 | 3% | 2416.27 | sc200 CONTR, 24VDC, MODBUS, 1 DIG CONN, pH, HACH | Hach
LXV404.99.71522 | 2491 | 3% | 2416.27 | sc200 CONTR, 24VDC, MODBUS, 1 DIG CONN, COND, HACH | Hach
LXV404.99.71532 | 2679 | 3% | 2598.63 | sc200 CONTR, 24VDC, MODBUS, 1 DIG CONN, FLOW, HACH | Hach
LXV404.99.71542 | 2491 | 3% | 2416.27 | sc200 CONTR, 24VDC, MODBUS, 1 DIG CONN, 4-20mA INPUT, HACH | Hach
LXV404.99.71552 | 2409 | 3% | 2336.73 | sc200 CONTROLLER, 2DIG, 24VDC,MODBUS, HACH | Hach
LXV404.99.73102 | 1844 | 3% | 1788.68 | sc200 CONTR, 24VDC, PROFIBUS, pH, HACH | Hach
LXV404.99.73112 | 2124 | 3% | 2060.28 | sc200 CONTR, 24VDC, PROFIBUS, 2 pH, HACH | Hach
LXV404.99.73202 | 1844 | 3% | 1788.68 | sc200 CONTR, 24VDC, PROFIBUS, COND, HACH | Hach
LXV404.99.73212 | 2124 | 3% | 2060.28 | sc200 CONTR, 24VDC, PROFIBUS, COND, pH, HACH | Hach
LXV404.99.73222 | 2124 | 3% | 2060.28 | sc200 CONTR, 24VDC, PROFIBUS, 2 COND, HACH | Hach
LXV404.99.73402 | 1844 | 3% | 1788.68 | sc200 CONTR, 24VDC, PROFIBUS, 4-20mA INPUT, HACH | Hach
LXV404.99.73412 | 2124 | 3% | 2060.28 | sc200 CONTR, 24VDC, PROFIBUS, 4-20mA INPUT, pH, HACH | Hach
LXV404.99.73422 | 2124 | 3% | 2060.28 | sc200 CONTR, 24VDC, PROFIBUS, 4-20mA INPUT, COND, HACH | Hach
LXV404.99.73442 | 2124 | 3% | 2060.28 | sc200 CONTR, 24VDC, PROFIBUS, 2 4-20mA INPUTS, HACH | Hach
LXV404.99.73502 | 2266 | 3% | 2198.02 | sc200 CONTROLLER, 1DIG, 24VDC,PROFIBUS, HACH | Hach
LXV404.99.73512 | 2491 | 3% | 2416.27 | sc200 CONTR, 24VDC, PROFIBUS, 1 DIG CONN, pH, HACH | Hach
LXV404.99.73522 | 2491 | 3% | 2416.27 | sc200 CONTR, 24VDC, PROFIBUS, 1 DIG CONN, COND, HACH | Hach
LXV404.99.73532 | 2679 | 3% | 2598.63 | sc200 CONTR, 24VDC, PROFIBUS, 1 DIG CONN, FLOW,HACH | Hach
LXV404.99.73542 | 2491 | 3% | 2416.27 | sc200 CONTR, 24VDC, PROFIBUS, 1 DIG CONN, 4-20mA INPUT,HACH | Hach
LXV404.99.73551 | 2432 | 3% | 2359.04 | sc200 CONTR, 24VDC, 2 DIG CONN, PROFIBUS, HACH-LANGE | Hach
LXV404.99.73552 | 2408 | 3% | 2335.76 | sc200 CONTROLLER, 24VDC,2 DIG CONN, PROFIBUS,HACH | Hach
LXV404.99.75102 | 1844 | 3% | 1788.68 | sc200 CONTR, 24VDC, HART, pH, HACH | Hach
LXV404.99.75112 | 2124 | 3% | 2060.28 | sc200 CONTR, 24VDC, HART, 2 pH, HACH | Hach
LXV404.99.75202 | 1844 | 3% | 1788.68 | sc200 CONTR, 24VDC, HART, COND, HACH | Hach
LXV404.99.75212 | 2124 | 3% | 2060.28 | sc200 CONTR, 24VDC, HART, COND, pH, HACH | Hach
LXV404.99.75222 | 2124 | 3% | 2060.28 | sc200 CONTR, 24VDC, HART, 2 COND, HACH | Hach
LXV404.99.75302 | 2033 | 3% | 1972.01 | sc200 CONTR, 24VDC, HART, FLOW, HACH | Hach
LXV404.99.75312 | 2310 | 3% | 2240.7 | sc200 CONTR, 24VDC, HART, FLOW, pH, HACH | Hach
LXV404.99.75322 | 2310 | 3% | 2240.7 | sc200 CONTR, 24VDC, HART, FLOW, COND, HACH | Hach
LXV404.99.75332 | 2496 | 3% | 2421.12 | sc200 CONTR, 24VDC, HART, 2 FLOW, HACH | Hach
LXV404.99.75402 | 1844 | 3% | 1788.68 | sc200 CONTR, 24VDC, HART, 4-20mA INPUT, HACH | Hach
LXV404.99.75412 | 2124 | 3% | 2060.28 | sc200 CONTR, 24VDC, HART, 4-20mA INPUT, pH, HACH | Hach
LXV404.99.75422 | 2124 | 3% | 2060.28 | sc200 CONTR, 24VDC, HART, 4-20mA INPUT, COND, HACH | Hach
LXV404.99.75432 | 2310 | 3% | 2240.7 | sc200 CONTR, 24VDC, HART, 4-20mA INPUT, FLOW, HACH | Hach
LXV404.99.75442 | 2124 | 3% | 2060.28 | sc200 CONTR, 24VDC, HART, 2 4-20mA INPUTS, HACH | Hach
LXV404.99.75502 | 2266 | 3% | 2198.02 | sc200 CONTR, 24VDC, HART, 1 DIG CONN, HACH | Hach
LXV404.99.75512 | 2491 | 3% | 2416.27 | sc200 CONTR, 24VDC, HART, 1 DIG CONN, pH, HACH | Hach
LXV404.99.75522 | 2491 | 3% | 2416.27 | sc200 CONTR, 24VDC, HART, 1 DIG CONN, COND, HACH | Hach
LXV404.99.75532 | 2679 | 3% | 2598.63 | sc200 CONTR, 24VDC, HART, 1 DIG CONN, FLOW, HACH | Hach
LXV404.99.75542 | 2491 | 3% | 2416.27 | sc200 CONTR, 24VDC, HART, 1 DIG CONN, 4-20mA INPUT, HACH | Hach
LXV404.99.75552 | 2409 | 3% | 2336.73 | sc200 CONTR, 24VDC, HART, 2 DIG CONN, HACH | Hach
LXV404.99.79102 | 1726 | 3% | 1674.22 | sc200 CONTR, 24VDC, 4-20mA OUTPUT, pH, HACH | Hach
LXV404.99.79112 | 2005 | 3% | 1944.85 | sc200 CONTR, 24VDC, 4-20mA OUTPUT, 2 pH, HACH | Hach
LXV404.99.79212 | 2005 | 3% | 1944.85 | sc200 CONTR, 24VDC, 4-20mA OUTPUT, COND,pH, HACH | Hach
LXV404.99.79222 | 2005 | 3% | 1944.85 | sc200 CONTR, 24VDC, 4-20mA OUTPUT, 2 COND, HACH | Hach
LXV404.99.79402 | 1726 | 3% | 1674.22 | sc200 CONTR, 24VDC, 4-20mA OUT, 4-20mA INPUT, HACH | Hach
LXV404.99.79412 | 2005 | 3% | 1944.85 | sc200 CONTR, 24VDC, 4-20mA OUTPUT, 4-20mA INPUT, pH, HACH | Hach
LXV404.99.79422 | 2005 | 3% | 1944.85 | sc200 CONTR, 24VDC, 4-20mA OUT, 4-20mA INPUT, COND,HACH | Hach
LXV404.99.79442 | 2005 | 3% | 1944.85 | sc200 CONTR, 24VDC, 4-20mA OUTPUT, 2 4-20mA INPUTS, HACH | Hach
LXV404.99.79502 | 2144 | 3% | 2079.68 | sc200 CONTR, 24VDC, 4-20mA OUTPUT, 1 DIG CONN, HACH | Hach
LXV404.99.79512 | 2372 | 3% | 2300.84 | sc200 CONTR, 24VDC, 4-20mA OUT, 1 DIG CONN, pH, HACH | Hach
LXV404.99.79522 | 2372 | 3% | 2300.84 | sc200 CONTR, 24VDC, 4-20mA OUTPUT, 1 DIG CONN, COND,HACH | Hach
LXV404.99.79532 | 2560 | 3% | 2483.2 | sc200 CONTR, 24VDC, 4-20mA OUT, 1 DIG CONN, FLOW, HACH | Hach
LXV404.99.79542 | 2372 | 3% | 2300.84 | sc200 CONTR, 24VDC, 4-20mA OUT, 1 DIG CONN, 4-20mA INPUT, HACH | Hach
LXV404.99.79552 | 2257 | 3% | 2189.29 | sc200 CONTROLLER, 2 DIG, 24VDC, HACH, 4-20mA Out | Hach
LXV404.99.DUBEC | 1554 | 3% | 1507.38 | sc200 ELECTRODELESS ANALYZER, AC/DC, DUBOIS | Hach
LXV404.99.DUBPH | 1526 | 3% | 1480.22 | sc200 PH ANALYZER, AC/DC, DUBOIS | Hach
LXV404.CC.00002 | 1529 | 3% | 1483.13 | sc200 CONTROLLER, 100-240V, HACH, CONFORMAL COATED | Hach
LXV404.CC.00502 | 2018 | 3% | 1957.46 | rr sc200 CONTROLLER, 100-240V, 1 DIG CONN, HACH, CONFORMAL COATED | Hach
LXV404.CC.00552 | 2171 | 3% | 2105.87 | sc200 CONTROLLER, 100-240V, 2 DIG CONN, HACH, CONFORMAL COATED | Hach
LXV404.UL.00002 | 1356 | 3% | 1315.32 | sc200 CONTROLLER, 100-240V, HACH, UL | Hach
LXV404.UL.00502 | 1839 | 3% | 1783.83 | sc200 CONTROLLER, 100-240V, 1 DIG CONN, HACH, UL | Hach
LXV404.UL.00552 | 2001 | 3% | 1940.97 | sc200 CONTROLLER, 100-240V, 2 DIG CONN, UL, HACH | Hach
LXV404.US.00112 | 1545 | 3% | 1498.65 | ARRA sc200 CONTROLLER, AC-DC, 2pH, HACH | Hach
LXV404.US.00202 | 1266 | 3% | 1228.02 | ARRA sc200 CONTROLLER, AC-DC, COND, HACH | Hach
LXV404.US.00502 | 1650 | 3% | 1600.5 | ARRA sc200 CONTROLLER, 1 DIG, HACH | Hach
LXV404.US.00522 | 1884 | 3% | 1827.48 | ARRA sc200 CONTROLLER, DIG, COND, HACH | Hach
LXV404.US.00552 | 1813 | 3% | 1758.61 | ARRA sc200 CONTROLLER, 2 DIG, HACH | Hach
LXV404.US.01552 | 2196 | 3% | 2130.12 | ARRA sc200 CONTROLLER, AC-DC,2DIG, MOD, HACH | Hach
LXV404.US.50502 | 1721 | 3% | 1669.37 | ARRA sc200 CONTROLLER, AC-DC, 1DIG, US,HACH | Hach
LXV404.US.50552 | 1886 | 3% | 1829.42 | ARRA sc200 CONTROLLER, AC-DC, 2DIG, US,HACH | Hach
LXV404.US.70552 | 2055 | 3% | 1993.35 | ARRA sc200 CONTROLLER, 2 DIG, 24VDC, HACH | Hach
LXV4049900552Q | 1842 | 3% | 1786.74 | SC200 CONTROLLER, AC-DC, 2 DIG, HACH | Hach
LXV407.99.01010 | 9610 | 3% | 9321.7 | RTC101 P-MODULE, 1-CHANNEL, 90-240 V | Hach
LXV407.99.01011 | 16337 | 3% | 15846.89 | RTC101 P-MODULE, 2-CHANNEL, 90-240 VAC | Hach
LXV408.99.20101 | 9476 | 3% | 9191.72 | RTC105 N/DN-Module | Hach
LXV408.99.20111 | 18951 | 3% | 18382.47 | RTC105 N/DN-MODULE, 2-CH, INTERMITTENT, 90-240 VAC | Hach
LXV408.99.21111 | 24614 | 3% | 23875.58 | RTC105 N/DN-MODULE, 2-CH, INT, WITH DO, 90-240 VAC | Hach
LXV408.99.22111 | 27663 | 3% | 26833.11 | RTC105 N/DN-Module | Hach
LXV408.99.30111 | 19796 | 3% | 19202.12 | RTC105 N/DN-Module for SBR | Hach
LXV408.99.31111 | 25459 | 3% | 24695.23 | RTC105 N/DN-MODULE, 2-CH, SBR, WITH DO, 90-240 VAC | Hach
LXV408.99.32111 | 28509 | 3% | 27653.73 | RTC105 N/DN-MODULE FOR VFD, 2-CH, SBR, 90-240 VAC | Hach
LXV409.99.00101 | 11147 | 3% | 10812.59 | RTC111 SRT-MODULE, 1-CH, 90-240 VAC | Hach
LXV410.99.00101 | 11147 | 3% | 10812.59 | RTC112 SD-MODULE, 1-CH, 90-240 VAC | Hach
LXV410.99.00111 | 18951 | 3% | 18382.47 | RTC112 SD-MODULE, 2-CH, 90-240 VAC | Hach
LXV411.99.10001 | 11147 | 3% | 10812.59 | RTC103 N-MODULE FOR CONTINUOUS AERATION, 1-CHANNEL | Hach
LXV411.99.10101 | 11147 | 3% | 10812.59 | RTC103 N-MODULE, 1-CHANNEL, 90-240 VAC | Hach
LXV411.99.10111 | 18951 | 3% | 18382.47 | RTC103 N-MODULE, 2-CHANNEL, 90-240 VAC | Hach
LXV411.99.11101 | 14479 | 3% | 14044.63 | RTC103 N-Module | Hach
LXV411.99.11111 | 24614 | 3% | 23875.58 | RTC103 N-Module | Hach
LXV412.99.00101 | 11147 | 3% | 10812.59 | RTC113 ST-MODULE, 1-CH, 90-240 VAC | Hach
LXV412.99.00111 | 18951 | 3% | 18382.47 | RTC113 ST-MODULE, 2-CH, 90-240 VAC | Hach
LXV415.99.10002 | 12346 | 3% | 11975.62 | NITRATAX ECO SC 1MM | Hach
LXV416.99.20001 | 1451 | 3% | 1407.47 | LDO MODEL 2 PROBE, 10M, LANGE | Hach
LXV416.99.20S01 | 2568 | 3% | 2490.96 | LDO MODEL 2 PROBE, 10M, SEA WATER, LANGE | Hach
LXV416.99.2UP01 | 1882 | 3% | 1825.54 | KTO: LDO MODEL 2, 10M LANGE & 9253400 ADAPTER | Hach
LXV417.99.10002 | 16971 | 3% | 16461.87 | db NITRATAX PLUS SC 1MM | Hach
LXV417.99.20002 | 16971 | 3% | 16461.87 | db NITRATAX PLUS SC 2MM | Hach
LXV417.99.50002 | 16971 | 3% | 16461.87 | db NITRATAX PLUS SC 5 MM | Hach
LXV418.99.10002 | 17738 | 3% | 17205.86 | db UVAS sc PROBE, 1mm | Hach
LXV418.99.20002 | 17738 | 3% | 17205.86 | db UVAS sc PROBE, 2mm | Hach
LXV418.99.50002 | 17738 | 3% | 17205.86 | db UVAS sc PROBE, 5mm | Hach
LXV418.99.90002 | 17738 | 3% | 17205.86 | db UVAS sc PROBE, 50mm | Hach
LXV420.99.50002 | 14051 | 3% | 13629.47 | db NITRATAX CLEAR SC 5MM | Hach
LXV421.53.10012 | 14448 | 3% | 14014.56 | AMTAX IDSC;0.05-20;230V;PREP.F.FP | Hach
LXV421.53.10112 | 14448 | 3% | 14014.56 | AMTAX IDSC;0.05-20;115V;PREP.F.FP | Hach
LXV421.53.11012 | 18817 | 3% | 18252.49 | AMTAX IDSC;0.05-20;230V;FP5M | Hach
LXV421.53.11112 | 18817 | 3% | 18252.49 | AMTAX IDSC;0.05-20;115V;FP5M | Hach
LXV421.53.12012 | 19660 | 3% | 19070.2 | AMTAX IDSC;0.05-20;230V;FP10M | Hach
LXV421.53.12112 | 19660 | 3% | 19070.2 | AMTAX IDSC;0.05-20;115V;FP10M | Hach
LXV421.53.13012 | 12549 | 3% | 12172.53 | AMTAX IDSC;0.05-20;230V;1CH | Hach
LXV421.53.13112 | 12549 | 3% | 12172.53 | AMTAX IDSC;0.05-20;115V;1CH | Hach
LXV421.53.14012 | 13117 | 3% | 12723.49 | AMTAX IDSC;0.05-20;230V;2CH | Hach
LXV421.53.14112 | 13117 | 3% | 12723.49 | AMTAX IDSC;0.05-20;115V;2CH | Hach
LXV421.53.21012 | 16244 | 3% | 15756.68 | AMTAX IDSC;1-100;230V;FP5M | Hach
LXV421.53.21112 | 16244 | 3% | 15756.68 | AMTAX IDSC;1-100;115V;FP5M | Hach
LXV421.53.22012 | 16949 | 3% | 16440.53 | AMTAX IDSC;1-100;230V;FP10M | Hach
LXV421.53.22112 | 16949 | 3% | 16440.53 | AMTAX IDSC;1-100;115V;FP10M | Hach
LXV421.53.23012 | 12151 | 3% | 11786.47 | AMTAX IDSC;1-100;230V;1CH | Hach
LXV421.53.23112 | 12151 | 3% | 11786.47 | AMTAX IDSC;1-100;115V;1CH | Hach
LXV421.53.24012 | 12719 | 3% | 12337.43 | AMTAX IDSC;1-100;230V;2CH | Hach
LXV421.53.24112 | 12719 | 3% | 12337.43 | AMTAX IDSC;1-100;115V;2CH | Hach
LXV421.53.31012 | 16185 | 3% | 15699.45 | AMTAX IDSC;10-1000;230V;FP5M | Hach
LXV421.53.31112 | 16185 | 3% | 15699.45 | AMTAX IDSC;10-1000;115V;FP5M | Hach
LXV421.53.32012 | 16952 | 3% | 16443.44 | AMTAX IDSC;10-1000;230V;FP10M | Hach
LXV421.53.32112 | 16952 | 3% | 16443.44 | AMTAX IDSC;10-1000;115V;FP10M | Hach
LXV421.53.33012 | 12549 | 3% | 12172.53 | AMTAX IDSC;10-1000;230V;1CH | Hach
LXV421.53.33112 | 12549 | 3% | 12172.53 | AMTAX IDSC;10-1000;115V;1CH | Hach
LXV421.53.34012 | 13117 | 3% | 12723.49 | AMTAX IDSC;10-1000;230V;2CH | Hach
LXV421.53.34112 | 13117 | 3% | 12723.49 | AMTAX IDSC;10-1000;115V;2CH | Hach
LXV421.53.40012 | 12549 | 3% | 12172.53 | AMTAX IDSC;0.02-5;230V;PREP.F.FP | Hach
LXV421.53.40112 | 12549 | 3% | 12172.53 | AMTAX IDSC;0.02-5;115V;PREP.F.FP | Hach
LXV421.53.41012 | 16185 | 3% | 15699.45 | AMTAX IDSC;0.02-5;230V;FP5M | Hach
LXV421.53.41112 | 16185 | 3% | 15699.45 | AMTAX IDSC;0.02-5;115V;FP5M | Hach
LXV421.53.42012 | 16952 | 3% | 16443.44 | AMTAX IDSC;0.02-5;230V;FP10M | Hach
LXV421.53.42112 | 16952 | 3% | 16443.44 | AMTAX IDSC;0.02-5;115V;FP10M | Hach
LXV421.53.43012 | 12549 | 3% | 12172.53 | AMTAX IDSC;0.02-5;230V;1CH | Hach
LXV421.53.43112 | 12549 | 3% | 12172.53 | AMTAX IDSC;0.02-5;115V;1CH | Hach
LXV421.53.44012 | 13117 | 3% | 12723.49 | AMTAX IDSC;0.02-5;230V;2CH | Hach
LXV421.53.44112 | 13117 | 3% | 12723.49 | AMTAX IDSC;0.02-5;115V;2CH | Hach
LXV421.99.10002 | 14428 | 3% | 13995.16 | AMTAX sc AMMONIA ANALYZER, 230VAC | Hach
LXV421.99.10102 | 14428 | 3% | 13995.16 | db AMTAX sc AMMONIA ANALYZER, 115VAC | Hach
LXV421.99.10112 | 18523 | 3% | 17967.31 | AMTAX INDOOR sc MR1 (0,05-20MG/L) | Hach
LXV421.99.11012 | 17415 | 3% | 16892.55 | AMTAX W. FILTRATION PROBE 5M, 230V | Hach
LXV421.99.11112 | 17477 | 3% | 16952.69 | AMTAX W. FILTRATION PROBE 5 M (115V) | Hach
LXV421.99.12112 | 19318 | 3% | 18738.46 | AMTAX W FILTRATION PROBE 10M, 115V | Hach
LXV421.99.13002 | 14428 | 3% | 13995.16 | db AMTAX sc AMMONIA ANLZR 115-230V,1 CH | Hach
LXV421.99.13012 | 14387 | 3% | 13955.39 | AMTAX 1 CHAN CONT SAMPLE 115-230V | Hach
LXV421.99.14002 | 15088 | 3% | 14635.36 | AMTAX sc AMMONIA ANLZR 115-230V,2 CH | Hach
LXV421.99.14012 | 15022 | 3% | 14571.34 | AMTAX 2 CHANNEL CONT. SAMPLE 230V | Hach
LXV421.99.14112 | 15022 | 3% | 14571.34 | AMTAX INDOOR 2 CHAN, 115V | Hach
LXV421.99.21012 | 18523 | 3% | 17967.31 | AMTAX INDOOR sc MR (1-100 MG/L) | Hach
LXV421.99.21112 | 18518 | 3% | 17962.46 | AMTAX INDOOR sc MB2 (1-100 MG/L) FILTRATION 5M , 115V | Hach
LXV421.99.40102 | 14428 | 3% | 13995.16 | AMTAX SC (0.02-5 MG/L NH4-N), 115V | Hach
LXV421.99.43002 | 13761 | 3% | 13348.17 | db AMTAX SC (0.02-5 MG/L NH4-N), 1 CHAN | Hach
LXV422.99.10002 | 14846 | 3% | 14400.62 | PHOSPHAX sc PHOSP ANLZR 230V 0.05-15 | Hach
LXV422.99.10011 | 14344 | 3% | 13913.68 | PHOSPHAX INDOOR sc MB1 (0,05-15 MG/L) FOR FILTRATION PROBE | Hach
LXV422.99.10012 | 14344 | 3% | 13913.68 | PHOSPHAX INDOOR sc MB 1 (0,05-15 MG/L) | Hach
LXV422.99.10102 | 14846 | 3% | 14400.62 | db PHOSPHAX sc PHOSP ANLZR 115V 0.05-15 | Hach
LXV422.99.10112 | 13912 | 3% | 13494.64 | PHOSPHAX INDOOR sc MR1 (0,05-15MG/L), 115V | Hach
LXV422.99.11012 | 18178 | 3% | 17632.66 | PHOSPHAX INDOOR sc MR1(0,05-15MG/L), 230V | Hach
LXV422.99.11112 | 18178 | 3% | 17632.66 | PHOSPHAX INDOOR sc , MR1 (0,05-13MG/L), 5M, 115V | Hach
LXV422.99.12012 | 17936 | 3% | 17397.92 | AMTAX INDOOR sc MR1 (0,05-20MGL) W/FILTR. PROBE 10M 230V | Hach
LXV422.99.13002 | 14846 | 3% | 14400.62 | db PHOSPHAX sc PHOSP ANLZ 115-230V,1 CH | Hach
LXV422.99.14002 | 15525 | 3% | 15059.25 | PHOSPHAX sc PHOSP ANLZ 115-230V,2 CH | Hach
LXV422.99.20002 | 14846 | 3% | 14400.62 | PHOSPHAX sc PHOSP ANLZR 230V 1-50MG/ | Hach
LXV422.99.20102 | 14846 | 3% | 14400.62 | PHOSPHAX sc PHOSP ANLZR 115V 1-50MG/ | Hach
LXV422.99.23002 | 14846 | 3% | 14400.62 | PHOSPHAX sc PHOSP ANLZ 115-230V,1 CH | Hach
LXV422.99.24002 | 15525 | 3% | 15059.25 | PHOSPHAX sc PHOSP ANLZ 115-230V,2 CH | Hach
LXV423.99.00100 | 4385 | 3% | 4253.45 | db TS-LINE sc/IMMERSION 50g/l WIPER SS | Hach
LXV423.99.00200 | 4852 | 3% | 4706.44 | db HS-LINE sc/IMMERSION 500g/l WIPER SS | Hach
LXV423.99.02100 | 4320 | 3% | 4190.4 | TS-LINE sc/IMMER 50g/l w/o WIPER SS | Hach
LXV423.99.02200 | 4787 | 3% | 4643.39 | HS-LINE sc/IMMER 500g/l w/o WIPER SS | Hach
LXV423.99.10000 | 3561 | 3% | 3454.17 | db T-LINE sc/IMMERS 4000NTU WIPER PVC | Hach
LXV423.99.10100 | 4385 | 3% | 4253.45 | db TS-LINE sc/IMMERSION 50g/l WIPER PVC | Hach
LXV423.99.10200 | 4852 | 3% | 4706.44 | db HS-LINE sc/IMMERS 500g/l WIPER PVC | Hach
LXV423.99.12000 | 3483 | 3% | 3378.51 | T-LINE sc/IMRS 4000NTU w/o WIPER PVC | Hach
LXV423.99.12100 | 4113 | 3% | 3989.61 | TS-LINE sc/IMRS 50g/l w/o WIPER PVC | Hach
LXV423.99.12200 | 4553 | 3% | 4416.41 | HS-LINE sc/IMRS 500g/l w/o WIPER PVC | Hach
LXV424.99.00100 | 4944 | 3% | 4795.68 | db INLINE sc/INSERTION 50g/l WIPER SS | Hach
LXV424.99.00200 | 6010 | 3% | 5829.7 | db HIGHLINE sc/INSERT 500g/l WIPER SS | Hach
LXV424.99.02100 | 4883 | 3% | 4736.51 | INLINE sc/INSERT 50g/l w/o WIPER SS | Hach
LXV424.99.02200 | 5933 | 3% | 5755.01 | HIGHLINE sc/INSERT 500g/l w/oWIPER SS | Hach
LXV426.99.10001 | 916 | 3% | 888.52 | 1200-S sc pH probe | Polymetron
LXV426.99.20001 | 997 | 3% | 967.09 | 1200-S sc ORP probe | Polymetron
LXV428.99.00001 | 839 | 3% | 813.83 | Digital Inductive Conductivitysensor, PEEK with 10m cable | Polymetron
LXV429.99.01000 | 4400 | 3% | 4268 | FILTERPROBE sc,5M HEATED HOSE,230VAC | Hach
LXV429.99.01100 | 4469 | 3% | 4334.93 | db FILTERPROBE sc,5M HEATED HOSE,115V | Hach
LXV429.99.02000 | 5328 | 3% | 5168.16 | FILTERPROBE sc,10M HEATED HOSE,230V | Hach
LXV429.99.02100 | 5328 | 3% | 5168.16 | db FILTERPROBE sc,10M HEATED HOSE,115V | Hach
LXV430.99.00001 | 2978 | 3% | 2888.66 | aa 9184sc HOCL FREE CHLORINE SENSOR | Hach
LXV431.99.00002 | 2651 | 3% | 2571.47 | db SONATAX sc SLUDGE LEVEL PROBE | Hach
LXV432.99.00001 | 4255 | 3% | 4127.35 | 9184sc TFC FREE CHLORINE ANALYZER | Hach
LXV433.99.00001 | 3010 | 3% | 2919.7 | 9185sc O3 OZONE SENSOR | Hach
LXV434.99.00001 | 3097 | 3% | 3004.09 | 9187sc ClO2 CHLORINE DIOXIDE SENSOR | Hach
LXV440.53.10002 | 6385 | 3% | 6193.45 | AISE SC W RFID (USA) | Hach
LXV440.53.10012 | 6385 | 3% | 6193.45 | AISE SC W/O RFID (USA) | Hach
LXV440.53.20002 | 6182 | 3% | 5996.54 | NISE SC W RFID (USA) | Hach
LXV440.53.20012 | 6182 | 3% | 5996.54 | NISE SC W/O RFID (USA) | Hach
LXV440.99.00002 | 9404 | 3% | 9121.88 | aa AN-ISE sc, HACH SENSOR w/RFID | Hach
LXV440.99.00012 | 9404 | 3% | 9121.88 | db AN-ISEsc, HACH, NO RFID | Hach
LXV440.99.10002 | 7176 | 3% | 6960.72 | KTO: AISE SC W RFID W CARTRIDGE | Hach
LXV440.99.10012 | 7176 | 3% | 6960.72 | KTO: AISE SC W/O RFID W CARTRIDGE | Hach
LXV440.99.20002 | 6973 | 3% | 6763.81 | KTO: NISE SC W RFID W CARTRIDGE | Hach
LXV440.99.20012 | 6973 | 3% | 6763.81 | KTO: NISE SC W/O RFID W CARTRIDGE | Hach
LXV441.99.11102 | 18956 | 3% | 18387.32 | db FP360sc, 500ppb, SS, 10M, W/O CLEAN | Hach
LXV441.99.11202 | 19335 | 3% | 18754.95 | FP360sc, 500ppb, SS 10M, W/CLEANING | Hach
LXV441.99.11302 | 18956 | 3% | 18387.32 | FP360sc, 500ppb, SS, 1.5M, W/O CLEAN | Hach
LXV441.99.12102 | 21485 | 3% | 20840.45 | FP360sc, 500ppb, Ti, 10M, W/O CLEAN | Hach
LXV441.99.12202 | 21865 | 3% | 21209.05 | FP360sc, 500ppb, Ti, 10M, W/CLEANING | Hach
LXV441.99.12302 | 21485 | 3% | 20840.45 | FP360sc, 500ppb, Ti, 1.5M, W/O CLEAN | Hach
LXV441.99.21102 | 18956 | 3% | 18387.32 | FP360sc, 5000ppb, SS, 10M, W/O CLEAN | Hach
LXV441.99.21202 | 19335 | 3% | 18754.95 | FP360sc, 5000ppb, SS, 10M, W/CLEANING | Hach
LXV441.99.21302 | 18956 | 3% | 18387.32 | FP360sc, 5000ppb, SS, 1.5M W/O CLEAN | Hach
LXV441.99.22102 | 21485 | 3% | 20840.45 | FP360sc, 5000ppb, Ti, 10M, W/O CLEAN | Hach
LXV441.99.22202 | 21865 | 3% | 21209.05 | FP360sc, 5000ppb, Ti, 10M, W/CLEANING | Hach
LXV441.99.22302 | 21485 | 3% | 20840.45 | FP360sc, 5000ppb, Ti, 1.5M, W/O CLEAN | Hach
LXV445.99.10112 | 1849 | 3% | 1793.53 | TU5300sc TURB,EPA | Hach
LXV445.99.10122 | 1849 | 3% | 1793.53 | TU5300sc TURB,ISO | Hach
LXV445.99.10212 | 5395 | 3% | 5233.15 | TU5400sc TURB,EPA | Hach
LXV445.99.10222 | 5395 | 3% | 5233.15 | TU5400sc TURB,ISO | Hach
LXV445.99.11112 | 2148 | 3% | 2083.56 | TU5300sc TURB,SYSCHK,EPA | Hach
LXV445.99.11122 | 2148 | 3% | 2083.56 | TU5300sc TURB,SYSCHK,ISO | Hach
LXV445.99.11212 | 5694 | 3% | 5523.18 | TU5400sc TURB,SYSCHK,EPA | Hach
LXV445.99.11222 | 5694 | 3% | 5523.18 | TU5400sc TURB,SYSCHK,ISO | Hach
LXV445.99.12112 | 2148 | 3% | 2083.56 | TU5300sc TURB,RFID,EPA | Hach
LXV445.99.12122 | 2148 | 3% | 2083.56 | TU5300sc TURB,RFID,ISO | Hach
LXV445.99.12212 | 5694 | 3% | 5523.18 | TU5400sc TURB,RFID,EPA | Hach
LXV445.99.12222 | 5694 | 3% | 5523.18 | TU5400sc TURB,RFID,ISO | Hach
LXV445.99.13112 | 2447 | 3% | 2373.59 | TU5300sc TURB,SYSCHK,RFID,EPA | Hach
LXV445.99.13122 | 2447 | 3% | 2373.59 | TU5300sc TURB,SYSCHK,RFID,ISO | Hach
LXV445.99.13212 | 5993 | 3% | 5813.21 | TU5400sc TURB,SYSCHK,RFID,EPA | Hach
LXV445.99.13222 | 5993 | 3% | 5813.21 | TU5400sc TURB,SYSCHK,RFID,ISO | Hach
LXV445.99.20112 | 1998 | 3% | 1938.06 | TU5300sc TURB,FLOW,EPA | Hach
LXV445.99.20122 | 1998 | 3% | 1938.06 | TU5300sc TURB,FLOW,ISO | Hach
LXV445.99.20212 | 5544 | 3% | 5377.68 | TU5400sc TURB,FLOW,EPA | Hach
LXV445.99.20222 | 5544 | 3% | 5377.68 | TU5400sc TURB,FLOW,ISO | Hach
LXV445.99.21112 | 2297 | 3% | 2228.09 | TU5300sc TURB,FLOW,SYSCHK,EPA | Hach
LXV445.99.21122 | 2297 | 3% | 2228.09 | TU5300sc TURB,FLOW,SYSCHK,ISO | Hach
LXV445.99.21212 | 5843 | 3% | 5667.71 | TU5400sc TURB,FLOW,SYSCHK,EPA | Hach
LXV445.99.21222 | 5843 | 3% | 5667.71 | TU5400sc TURB,FLOW,SYSCHK,ISO | Hach
LXV445.99.22112 | 2297 | 3% | 2228.09 | TU5300sc TURB,FLOW,RFID,EPA | Hach
LXV445.99.22122 | 2297 | 3% | 2228.09 | TU5300sc TURB,FLOW,RFID,ISO | Hach
LXV445.99.22212 | 5843 | 3% | 5667.71 | TU5400sc TURB,FLOW,RFID,EPA | Hach
LXV445.99.22222 | 5843 | 3% | 5667.71 | TU5400sc TURB,FLOW,RFID,ISO | Hach
LXV445.99.23112 | 2596 | 3% | 2518.12 | TU5300sc TURB,FLOW,SYSCHK,RFID,EPA | Hach
LXV445.99.23122 | 2596 | 3% | 2518.12 | TU5300sc TURB,FLOW,SYSCHK,RFID,ISO | Hach
LXV445.99.23212 | 6142 | 3% | 5957.74 | TU5400sc TURB,FLOW,SYSCHK,RFID,EPA | Hach
LXV445.99.23222 | 6142 | 3% | 5957.74 | TU5400sc TURB,FLOW,SYSCHK,RFID,ISO | Hach
LXV445.99.30112 | 2498 | 3% | 2423.06 | TU5300sc TURB,CLEAN,EPA | Hach
LXV445.99.30122 | 2498 | 3% | 2423.06 | TU5300sc TURB,CLEAN,ISO | Hach
LXV445.99.30212 | 6044 | 3% | 5862.68 | TU5400sc TURB,CLEAN,EPA | Hach
LXV445.99.30222 | 6044 | 3% | 5862.68 | TU5400sc TURB,CLEAN,ISO | Hach
LXV445.99.31112 | 2797 | 3% | 2713.09 | TU5300sc TURB,CLEAN,SYSCHK,EPA | Hach
LXV445.99.31122 | 2797 | 3% | 2713.09 | TU5300sc TURB,CLEAN,SYSCHK,ISO | Hach
LXV445.99.31212 | 6343 | 3% | 6152.71 | TU5400sc TURB,CLEAN,SYSCHK,EPA | Hach
LXV445.99.31222 | 6343 | 3% | 6152.71 | TU5400sc TURB,CLEAN,SYSCHK,ISO | Hach
LXV445.99.32112 | 2797 | 3% | 2713.09 | TU5300sc TURB,CLEAN,RFID,EPA | Hach
LXV445.99.32122 | 2797 | 3% | 2713.09 | TU5300sc TURB,CLEAN,RFID,ISO | Hach
LXV445.99.32212 | 6343 | 3% | 6152.71 | TU5400sc TURB,CLEAN,RFID,EPA | Hach
LXV445.99.32222 | 6343 | 3% | 6152.71 | TU5400sc TURB,CLEAN,RFID,ISO | Hach
LXV445.99.33112 | 3096 | 3% | 3003.12 | TU5300sc TURB,CLEAN,SYSCHK,RFID,EPA | Hach
LXV445.99.33122 | 3096 | 3% | 3003.12 | TU5300sc TURB,CLEAN,SYSCHK,RFID,ISO | Hach
LXV445.99.33212 | 6642 | 3% | 6442.74 | TU5400sc TURB,CLEAN,SYSCHK,RFID,EPA | Hach
LXV445.99.33222 | 6642 | 3% | 6442.74 | TU5400sc TURB,CLEAN,SYSCHK,RFID,ISO | Hach
LXV445.99.50112 | 2647 | 3% | 2567.59 | TU5300sc TURB,FLOW,CLEAN,EPA | Hach
LXV445.99.50122 | 2647 | 3% | 2567.59 | TU5300sc TURB,FLOW,CLEAN,ISO | Hach
LXV445.99.50212 | 6193 | 3% | 6007.21 | TU5400sc TURB,FLOW,CLEAN,EPA | Hach
LXV445.99.50222 | 6193 | 3% | 6007.21 | TU5400sc TURB,FLOW,CLEAN,ISO | Hach
LXV445.99.51112 | 2946 | 3% | 2857.62 | TU5300sc TURB,FLOW,CLEAN,SYSCHK,EPA | Hach
LXV445.99.51122 | 2946 | 3% | 2857.62 | TU5300sc TURB,FLOW,CLEAN,SYSCHK,ISO | Hach
LXV445.99.51212 | 6492 | 3% | 6297.24 | TU5400sc TURB,FLOW,CLEAN,SYSCHK,EPA | Hach
LXV445.99.51222 | 6492 | 3% | 6297.24 | TU5400sc TURB,FLOW,CLEAN,SYSCHK,ISO | Hach
LXV445.99.52112 | 2946 | 3% | 2857.62 | TU5300sc TURB,FLOW,CLEAN,RFID,EPA | Hach
LXV445.99.52122 | 2946 | 3% | 2857.62 | TU5300sc TURB,FLOW,CLEAN,RFID,ISO | Hach
LXV445.99.52212 | 6492 | 3% | 6297.24 | TU5400sc TURB,FLOW,CLEAN,RFID,EPA | Hach
LXV445.99.52222 | 6492 | 3% | 6297.24 | TU5400sc TURB,FLOW,CLEAN,RFID,ISO | Hach
LXV445.99.53112 | 2648 | 3% | 2568.56 | TU5300sc TURB,FLOW,CLEAN,SYSCHK,RFID,EPA | Hach
LXV445.99.53122 | 2648 | 3% | 2568.56 | TU5300sc TURB,FLOW,CLEAN,SYSCHK,RFID,ISO | Hach
LXV445.99.53212 | 6194 | 3% | 6008.18 | TU5400sc TURB,FLOW,CLEAN,SYSCHK,RFID,EPA | Hach
LXV445.99.53222 | 6194 | 3% | 6008.18 | TU5400sc TURB,FLOW,CLEAN,SYSCHK,RFID,ISO | Hach
LXV446.99.101L1 | 2150 | 3% | 2085.5 | SC1500; 2 SENS 4mA OUT 110V/COND EXT MOD | Hach
LXV446.99.101M1 | 2203 | 3% | 2136.91 | SC1500; 4 SENS 4mA OUT 110V/COND EXT MOD | Hach
LXV446.99.103L1 | 2511 | 3% | 2435.67 | SC1500; 2 SENS 8mA OUT 110V/COND EXT MOD | Hach
LXV446.99.103M1 | 2564 | 3% | 2487.08 | SC1500; 4 SENS 8mA OUT 110V/COND EXT MOD | Hach
LXV446.99.103N1 | 2617 | 3% | 2538.49 | SC1500; 6 SENS 8mA OUT 110V/COND EXT MOD | Hach
LXV446.99.108M1 | 2925 | 3% | 2837.25 | SC1500; 4 SENS 12mA OUT 110V/COND EXT MOD | Hach
LXV446.99.1R1L1 | 2511 | 3% | 2435.67 | SC1500; 2 SENS 4mA OUT 110V/COND 4 REL EXT MOD | Hach
LXV446.99.1R1M1 | 2564 | 3% | 2487.08 | SC1500; 4 SENS 4mA OUT 110V/COND 4 REL EXT MOD | Hach
LXV446.99.1R1Q1 | 2511 | 3% | 2435.67 | SC1500; 2 SENS 4mA OUT 110V/COND 4 REL/C EXT MOD | Hach
LXV446.99.1R1R1 | 2564 | 3% | 2487.08 | SC1500; 4 SENS 4mA OUT 110V/COND 4 REL/C EXT MOD | Hach
LXV446.99.1R3L1 | 2872 | 3% | 2785.84 | SC1500; 2 SENS 8mA OUT 110V/COND 4 REL EXT MOD | Hach
LXV446.99.1R3M1 | 2925 | 3% | 2837.25 | SC1500; 4 SENS 8mA OUT 110V/COND 4 REL EXT MOD | Hach
LXV446.99.1R3N1 | 2978 | 3% | 2888.66 | SC1500; 6 SENS 8mA OUT 110V/COND 4 REL EXT MOD | Hach
LXV446.99.1R3Q1 | 2872 | 3% | 2785.84 | SC1500; 2 SENS 8mA OUT 110V/COND 4 REL/C EXT MOD | Hach
LXV446.99.1R3R1 | 2925 | 3% | 2837.25 | SC1500; 4 SENS 8mA OUT 110V/COND 4 REL/C EXT MOD | Hach
LXV446.99.1R3S1 | 2978 | 3% | 2888.66 | SC1500; 6 SENS 8mA OUT 110V/COND 4 REL/C EXT MOD | Hach
LXV446.99.1R8M1 | 3286 | 3% | 3187.42 | SC1500; 4 SENS 12mA OUT 110V/COND 4 REL EXT MOD | Hach
LXV446.99.1R8R1 | 3286 | 3% | 3187.42 | SC1500; 4 SENS 12mA OUT 110V/COND 4 REL/C EXT MOD | Hach
LXV446.99.201L1 | 2150 | 3% | 2085.5 | SC1500; 2 SENS 4mA OUT 110-230V EU EXT MOD | Hach
LXV446.99.201M1 | 2203 | 3% | 2136.91 | SC1500; 4 SENS 4mA OUT 110-230V EU EXT MOD | Hach
LXV446.99.203L1 | 2511 | 3% | 2435.67 | SC1500; 2 SENS 8mA OUT 110-230V EU EXT MOD | Hach
LXV446.99.203M1 | 2564 | 3% | 2487.08 | SC1500; 4 SENS 8mA OUT 110-230V EU EXT MOD | Hach
LXV446.99.203N1 | 2617 | 3% | 2538.49 | SC1500; 6 SENS 8mA OUT 110-230V EU EXT MOD | Hach
LXV446.99.208M1 | 2925 | 3% | 2837.25 | SC1500; 4 SENS 12mA OUT 110-230V EU EXT MOD | Hach
LXV446.99.2R1L1 | 2511 | 3% | 2435.67 | SC1500; 2 SENS 4mA OUT 110-230V EU 4 REL EXT MOD | Hach
LXV446.99.2R1M1 | 2564 | 3% | 2487.08 | SC1500; 4 SENS 4mA OUT 110-230V EU 4 REL EXT MOD | Hach
LXV446.99.2R3L1 | 2872 | 3% | 2785.84 | SC1500; 2 SENS 8mA OUT 110-230V EU 4 REL EXT MOD | Hach
LXV446.99.2R3M1 | 2925 | 3% | 2837.25 | SC1500; 4 SENS 8mA OUT 110-230V EU 4 REL EXT MOD | Hach
LXV446.99.2R3N1 | 2978 | 3% | 2888.66 | SC1500; 6 SENS 8mA OUT 110-230V EU 4 REL EXT MOD | Hach
LXV446.99.2R8M1 | 3286 | 3% | 3187.42 | SC1500; 4 SENS 12mA OUT 110-230V EU 4 REL EXT MOD | Hach
LXV45A.99.11022 | 3916 | 3% | 3798.52 | aa KTO: CLF10sc, GRAB SAMPLE, PANEL ONLY | Hach
LXV45A.99.12022 | 3965 | 3% | 3846.05 | KTO: CLF10sc, COMBO pH, PANEL ONLY | Hach
LXV45A.99.13022 | 4645 | 3% | 4505.65 | aa KTO: CLF10sc, pHD, PANEL ONLY | Hach
LXV45A.99.21022 | 3583 | 3% | 3475.51 | aa KTO: CLF10sc, GRB SMPL, METRIC, PANEL ONLY | Hach
LXV45A.99.22022 | 3965 | 3% | 3846.05 | oo KTO: CLF10sc, COMBO pH, METRIC, PANEL ONLY | Hach
LXV45A.99.23022 | 4645 | 3% | 4505.65 | aa KTO: CLF10sc, pHD, METRIC, PANEL ONLY | Hach
LXV45B.99.11022 | 3916 | 3% | 3798.52 | aa KTO: CLT10sc, GRAB SAMPLE, PANEL ONLY | Hach
LXV45B.99.12022 | 3965 | 3% | 3846.05 | KTO: CLT10sc, COMBO pH, PANEL ONLY | Hach
LXV45B.99.13022 | 4645 | 3% | 4505.65 | aa KTO: CLT10sc, pHD, PANEL ONLY | Hach
LXV45B.99.23022 | 4531 | 3% | 4395.07 | aa KTO: CLT10sc, pHD, METRIC, PANEL ONLY | Hach
LXV500.99.70002 | 1902 | 3% | 1844.94 | si792 P, 4-20mA/HART, C1D2 (PT1000) | Hach
LXV500.99.70012 | 1902 | 3% | 1844.94 | si792 P, 4-20 mA/HART, C1D2 (GLI) | Hach
LXV500.99.70102 | 2203 | 3% | 2136.91 | si792x P, 4-20 mA/HART, ATEX Z1, C1D1 (PT1000) | Hach
LXV500.99.70112 | 2263 | 3% | 2195.11 | si792x P, 4-20 mA/HART, C1D1 (GLI) | Hach
LXV501.99.70002 | 1902 | 3% | 1844.94 | si792 C, 4-20mA/HART, C1D2 (PT100) | Hach
LXV501.99.70102 | 2263 | 3% | 2195.11 | si792x C, 4-20mA/HART, ATEX Z1, C1D1 (PT100) | Hach
LXV502.99.70002 | 1902 | 3% | 1844.94 | si792 T, 4-20mA/HART, C1D2 (3700) | Hach
LXV503.99.70002 | 1902 | 3% | 1844.94 | si792 E, 4-20mA/HART, C1D2 | Hach
LXV503.99.70102 | 2263 | 3% | 2195.11 | si792x E, 4-20 mA/HART, ATEX Z1 | Hach
LXV504.99.70002 | 1902 | 3% | 1844.94 | si792 D, 4-20mA/HART, C1D2 | Hach
LXV504.99.70102 | 2203 | 3% | 2136.91 | si792x D, 4-20mA/HART, ATEX Z1, C1D1 | Hach
LXV510.99.10000 | 10742 | 3% | 10419.74 | AF7000 SCM, 110V 60Hz, US CORD | Hach
LXV510.99.11000 | 11708 | 3% | 11356.76 | AF7000 SCM, AUTO FLSH, 110V 60 Hz, US CORD | Hach
LXV510.99.11010 | 12127 | 3% | 11763.19 | AF7000 SCM, AUTOFLSH, GRT FLTR, 110V 60 Hz, US CORD | Hach
LXV510.99.20000 | 10742 | 3% | 10419.74 | AF7000 SCM, 230V 50Hz, EU CORD | Hach
LXV510.99.22000 | 11708 | 3% | 11356.76 | AF7000 SCM, AUTOFLSH, 230V 50 Hz, EU CORD | Hach
LXV510.99.22010 | 12127 | 3% | 11763.19 | AF7000 SCM, AUTOFLSH, GRT FLTR, 230V 50Hz, EU CORD | Hach
LXV510.99.30000 | 10742 | 3% | 10419.74 | AF7000 SCM, 110V 50HZ, UK CORD | Hach
LXY060 | 346 | 3% | 335.62 | ff sc100 MOUNTING PANEL, DIGITAL AMP | Hach
LYA0021 | 189 | 3% | 183.33 | NON STD FAT ON ORBISPHERE PRODUCTS, HOURLY RATE | Orbisphere
LYP407.99.00067 | 30300 | 3% | 29391 | RTC std. comb. Projekt; Merill Brother, USA | Hach
LYW964 | 70.89 | 3% | 68.76 | PIPET STAND | Hach
LZE100 | 117 | 3% | 113.49 | Syringe 2,5mL (Glass, PTFE Luer L.) | Hach
LZE101 | 124 | 3% | 120.28 | Syringe 5mL (Glass, PTFE Luer L.) | Hach
LZE102 | 124 | 3% | 120.28 | Syringe 10mL (Glass, PTFE Luer L.) | Hach
LZE103 | 363 | 3% | 352.11 | Syringe 25mL (Glass, PTFE Luer L.) | Hach
LZE104 | 2.05 | 3% | 1.99 | Ring for 2,5mL Syringe | Hach
LZE105 | 2.05 | 3% | 1.99 | Ring for 5mL Syringe | Hach
LZE106 | 2.05 | 3% | 1.99 | Ring for 10mL Syringe | Hach
LZE107 | 2.05 | 3% | 1.99 | Ring for 25mL Syringe | Hach
LZE108 | 18.19 | 3% | 17.64 | Set of Beaker 50mL (10x) for AT | Hach
LZE109 | 20.2 | 3% | 19.59 | Set of Beaker 150mL (10x) for AT | Hach
LZE110 | 78.79 | 3% | 76.43 | KF beaker, 150mL, Glass | Hach
LZE112 | 56.59 | 3% | 54.89 | Delivery Tubing with Anti Diffusion | Hach
LZE113 | 71.75 | 3% | 69.6 | Delivery Tubing with Anti Diffusion | Hach
LZE114 | 38.39 | 3% | 37.24 | Set of 2 tubing for Syringe, | Hach
LZE115 | 38.39 | 3% | 37.24 | Set of 2 tubing for Pump, Suction & | Hach
LZE116 | 22.25 | 3% | 21.58 | Bottle Stopper GL25 | Hach
LZE117 | 22.25 | 3% | 21.58 | Bottle Stopper GL45 | Hach
LZE118 | 29.29 | 3% | 28.41 | Bottle Stopper S40 | Hach
LZE119 | 13.15 | 3% | 12.76 | Glass Bottle, 1L | Hach
LZE120 | 2.05 | 3% | 1.99 | Dessicant Tube Empty with cotton | Hach
LZE121 | 9.09 | 3% | 8.82 | Dessicant Tube Filled with | Hach
LZE122 | 8.09 | 3% | 7.85 | Conical Adapter NS14.5/23 | Hach
LZE123 | 39.39 | 3% | 38.21 | Stopper 20 mm, KF Cell | Hach
LZE124 | 7.85 | 3% | 7.61 | Tube Gland (2 pcs), KF Cell | Hach
LZE125 | 122 | 3% | 118.34 | Spare pump cassette, AT model | Hach
LZE126 | 122 | 3% | 118.34 | Spare pump cassette, KF model | Hach
LZE127 | 652 | 3% | 632.44 | TitraMaster 1000 Series, TitraLab | Hach
LZE128 | 65 | 3% | 63.05 | USB key Apps Water | Hach
LZE129 | 1164 | 3% | 1129.08 | USB key Apps Biogas | Hach
LZE130 | 91 | 3% | 88.27 | USB key Apps Amperometric | Hach
LZE131 | 65 | 3% | 63.05 | USB key Food & Beverage Apps | Hach
LZE132 | 90 | 3% | 87.3 | USB key Apps Karl Fischer | Hach
LZE133 | 65 | 3% | 63.05 | USB key Apps PetroChem | Hach
LZE134 | 65 | 3% | 63.05 | USB key Apps General Chemistry & | Hach
LZE135 | 65 | 3% | 63.05 | USB key Apps Plating | Hach
LZE136 | 27.29 | 3% | 26.47 | Magnetic Bar, 20x6mm (x10) | Hach
LZE137 | 273 | 3% | 264.81 | Set of Accessories, AT, 10 mL | Hach
LZE138 | 243 | 3% | 235.71 | Set of Accessories, AT, 5 mL | Hach
LZE139 | 516 | 3% | 500.52 | Set of Accessories, AT, 25 mL | Hach
LZE140 | 334 | 3% | 323.98 | Set of Accessories, KF, 5 mL | Hach
LZE141 | 2.65 | 3% | 2.57 | Tube holder, AT, 4 positions. | Hach
LZE142 | 439 | 3% | 425.83 | Sample Leveling Pump | Hach
LZE143 | 263 | 3% | 255.11 | Propeller stirrer, 70mm shaft | Hach
LZE144 | 52 | 3% | 50.44 | Power Supply for AT1000 Tisch-Netzgerat | Hach
LZE145 | 32.35 | 3% | 31.38 | TitraLab RS-232 Adapter cable | Hach
LZE180 | 80.8 | 3% | 78.38 | Motherboard updater kit | Hach
LZE181 | 32.35 | 3% | 31.38 | Application development kit | Hach
LZE182 | 8.09 | 3% | 7.85 | Conical Adapter with large cut (for diameter 7.5) | Hach
LZE183 | 8.09 | 3% | 7.85 | KF Conical adapter | Hach
LZE184 | 20.2 | 3% | 19.59 | Adapter BNC male to Banana | Hach
LZE185 | 6.09 | 3% | 5.91 | Storage Tube Electrode | Hach
LZE186 | 22.25 | 3% | 21.58 | Bottle stopper GL32 | Hach
LZE187 | 325 | 3% | 315.25 | Sample Leveling Pump stand-alone | Hach
LZE188 | 150 | 3% | 145.5 | Set of tubes for sample leveling pump | Hach
LZE189 | 120 | 3% | 116.4 | Spare pump cassette, sample leveling pump | Hach
LZE191 | 312 | 3% | 302.64 | Holder Hach sampler, one probe | Hach
LZE192 | 264 | 3% | 256.08 | Holder Hach sampler, two probes | Hach
LZE193 | 144 | 3% | 139.68 | Set of beakers 50 mL PP, Sampler 30 | Hach
LZE194 | 96 | 3% | 93.12 | Set of beakers 90 mL PP, Sampler 20 | Hach
LZE195 | 162 | 3% | 157.14 | TitraLab 1000 Series, RS232 cable with USB adapter | Hach
LZE196 | 36 | 3% | 34.92 | Titralab RS232 cable, Balance connection | Hach
LZE213 | 400 | 3% | 388 | Beaker ring adapter, 50 mL, AS1000 (x12pcs) | Hach
LZE217 | 264 | 3% | 256.08 | Magnetic bar, 12x4.5mm (x30) | Hach
LZH165 | 14.35 | 3% | 13.92 | DIN RAIL, NS 35/15, 35 CM | Hach
LZH166 | 80.99 | 3% | 78.56 | POWER SUPPLY, 90-240 VAC/24 V DIN RAIL MOUNT | Hach
LZH167 | 10.25 | 3% | 9.94 | TERMINAL BLOCK, FEED-THROUGH, W/O POWER SUPPLY | Hach
LZH168 | 13.35 | 3% | 12.95 | GROUNDING TERMINAL BLOCK | Hach
LZH169 | 78.95 | 3% | 76.58 | SUB-D CONNECTOR, FOR RTC | Hach
LZH171 | 2627 | 3% | 2548.19 | CPU MODULE, WITH ETHERNET, RS422/RS485 | Hach
LZH172 | 618 | 3% | 599.46 | POWER SUPPLY MODULE, I/O INTERFACE | Hach
LZH173 | 60.49 | 3% | 58.68 | DIGITAL OUTPUT MODULE, 24 V DC, 2 OUTPUTS | Hach
LZH174 | 68.69 | 3% | 66.63 | DIGITAL OUTPUT MODULE, 24 V DC, 4 OUTPUTS | Hach
LZH175 | 263 | 3% | 255.11 | ANALOG OUTPUT MODULE, 1 OUTPUT | Hach
LZH176 | 369 | 3% | 357.93 | ANALOG OUTPUT MODULE, 2 OUTPUTS | Hach
LZH177 | 246 | 3% | 238.62 | ANALOG INPUT MODULE, 1 INPUT | Hach
LZH178 | 29.75 | 3% | 28.86 | BUS TERMINATION MODULE, FOR RTC | Hach
LZH204 | 44.09 | 3% | 42.77 | DIGITAL INPUT MODULE, 24 V DC, 2 INPUTS | Hach
LZH205 | 114 | 3% | 110.58 | DIGITAL OUTPUT MODULE, 24 V DC, 8 OUTPUTS | Hach
LZH206 | 183 | 3% | 177.51 | DIGITAL OUTPUT MODULE, 24 V DC, 16 OUTPUTS | Hach
LZH216 | 15.05 | 3% | 14.6 | FERRITE, RTC MODULE | Hach
LZP065 | 18.15 | 5% | 17.24 | 20mm DIGESTION VIALS pk/5 | Hach
LZP269 | 278 | 3% | 269.66 | SEMI-MICRO CELL, GLASS, 50MM | Hach
LZP320 | 541 | 3% | 524.77 | KTO: PIPET SET | Hach
LZP331 | 74.5 | 3% | 72.27 | SAMPLE CELL, 20MM, GLASS | Hach
LZP335 | 675 | 3% | 654.75 | FLOW-THROUGH CELL 370 UL GLASS/50MM | Hach
LZP336 | 851 | 3% | 825.47 | FLOW-THROUGH CELL/QUARTZ/50MM | Hach
LZP341 | 45.5 | 3% | 44.14 | CUVETTE, SEMIMICRO 50MM PLASTIC W/CAP | Hach
LZQ066 | 18.5 | 3% | 17.95 | OPERATOR RFID TAG, PK/2 | Hach
LZQ067 | 34.95 | 3% | 33.9 | SAMPLE RFID TAG, BLACK, PK/3 | Hach
LZQ068 | 34.95 | 3% | 33.9 | SAMPLE RFID TAG, YELLOW, PK/3 | Hach
LZQ069 | 34.95 | 3% | 33.9 | SAMPLE RFID TAG, RED, PK/3 | Hach
LZQ070 | 34.95 | 3% | 33.9 | SAMPLE RFID TAG, BLUE, PK/3 | Hach
LZQ071 | 34.95 | 3% | 33.9 | SAMPLE RFID TAG, GREEN, PK/3 | Hach
LZQ072 | 52.8 | 3% | 51.22 | SAMPLE LOCATION RFID TAG, PK/5 | Hach
LZQ097 | 191 | 3% | 185.27 | TUBE SET SIPPER DR 6000 ACID RESISTENT | Hach
LZQ098 | 202 | 3% | 195.94 | TUBE SET SIPPER DR 6000 ACID RESISTENT | Hach
LZQ100 | 191 | 3% | 185.27 | TUBE SET SIPPER DR 6000 DRINKING WATER | Hach
LZQ102 | 98 | 3% | 95.06 | TUBE SET SIPPER DR 6000 1 INCH POUR THRU CELL | Hach
LZQ104 | 24.99 | 3% | 24.24 | USB CONNECTION CABLE WITH FERRIT SIPPER SIP 10 | Hach
LZQ105 | 79 | 3% | 76.63 | LID FOR SIPPER APPLICATION DR 6000 | Hach
LZQ107 | 71.09 | 3% | 68.96 | RACK FOR SIPPER SIP 10 | Hach
LZQ167 | 186 | 3% | 180.42 | Power Supply Kit for TOC-X5 only for USA/CAN | Hach
LZT144 | 134 | 3% | 129.98 | ADAPTER SLEEVE DRB 200 FOR MICRO DIST | Hach
LZU1103.99 | 197 | 3% | 191.09 | MULTIPLE CABLE, VP CONNECTOR, 3M | Evita
LZU300.99.00000 | 2058 | 3% | 1996.26 | db BALL VALVE ARMATURE FOR TSS sc TRICLAMP | Hach
LZU301.99.00000 | 2058 | 3% | 1996.26 | BALL VALVE ARMATURE FOR TSS EX1 sc TRICLAMP | Hach
LZU302.99.00000 | 128 | 3% | 124.16 | WELDED BRANCH PIECE, TSS sc TRICLAMP | Hach
LZU302.99.00010 | 314 | 3% | 304.58 | WELDED BRANCH DN65, TSS sc TRICLAMP | Hach
LZU302.99.00020 | 314 | 3% | 304.58 | WELDED BRANCH DN80, TSS sc TRICLAMP | Hach
LZU302.99.00030 | 314 | 3% | 304.58 | WELDED BRANCH DN100, TSS sc TRICLAMP | Hach
LZU302.99.00050 | 314 | 3% | 304.58 | WELDED BRANCH DN150, TSS sc TRICLAMP | Hach
LZU302.99.00060 | 314 | 3% | 304.58 | WELDED BRANCH DN200, TSS sc TRICLAMP | Hach
LZU302.99.00070 | 314 | 3% | 304.58 | WELDED BRANCH DN250, TSS sc TRICLAMP | Hach
LZU302.99.10000 | 128 | 3% | 124.16 | WELDED BRANCH FOR TSS XL sc | Hach
LZU303.99.00000 | 128 | 3% | 124.16 | SCREWED BRANCH FOR TSS sc TRICLAMP | Hach
LZU304.99.00010 | 1311 | 3% | 1271.67 | MEASURING TUBE DN65 FOR TSS VARI sc | Hach
LZU304.99.00020 | 1373 | 3% | 1331.81 | MEASURING TUBE DN80 FOR TSS VARI sc | Hach
LZU304.99.00030 | 1497 | 3% | 1452.09 | MEASURING TUBE DN100 FOR TSS VARI sc | Hach
LZU304.99.00040 | 1622 | 3% | 1573.34 | MEASURING TUBE DN125 FOR TSS VARI sc | Hach
LZU304.99.10060 | 2120 | 3% | 2056.4 | oo MEASURING TUBE DN200 FOR TSS XL sc | Hach
LZU6111.99 | 26.45 | 3% | 25.66 | THREE-PIECE ADAPTER DN75, PVC | Hach
LZU6112.99 | 95.85 | 3% | 92.97 | WELD-IN-SOCKET, PVDF, STRAIGHT | Hach
LZU6115.99 | 81.45 | 3% | 79.01 | WELD-IN-SOCKET, PP, INCLINED | Hach
LZU6118.99 | 12.05 | 3% | 11.69 | THREE-PIECE ADAPTER CN63, PVC | Hach
LZU6126.99 | 12.05 | 3% | 11.69 | SCREW CAP, 3-PIECE ADAPTER DN20 | Hach
LZU63.99 | 12.05 | 3% | 11.69 | TUBE TO TUBE JOINT | Hach
LZU6901.99 | 518 | 3% | 502.46 | FLOTATION FITTING, FI 69, PVC | Hach
LZV008 | 341 | 3% | 330.77 | SAMPLE CELL, 20MM, QUARTZ | Hach
LZV179 | 551 | 3% | 534.47 | CUVETTE, MEASURING (PHOSPHAX) | Hach
LZV414.00.00000 | 664 | 3% | 644.08 | CVM, DRY CALIBRATION MODULE, 0.6 NT | Hach
LZV478 | 375 | 3% | 363.75 | CAROUSEL, DR5000, HACH | Hach
LZV479 | 1273 | 3% | 1234.81 | db POUR-THRU CELL KIT (1") - DR5000 | Hach
LZV485 | 2222 | 3% | 2155.34 | db SIPPER MODULE (1CM) - DR5000 | Hach
LZV508 | 74.85 | 3% | 72.6 | 1 INCH SQUARE POUR THRU CELL HOLDER | Hach
LZV510 | 655 | 3% | 635.35 | QUARTZ POUR THRU CELL 450uL 1CM SQR | Hach
LZV513 | 1862 | 3% | 1806.14 | PELTIER MODULE, DR5000 | Hach
LZV514 | 581 | 3% | 563.57 | KIT, POUR THROUGH CELL, DR5000 | Hach
LZV516 | 230 | 3% | 223.1 | LID, SLIDE CUVETTE COMPARTMENT | Hach
LZV517 | 24.5 | 3% | 23.77 | SAMPLE COMPARTMENT, DR5000 | Hach
LZV519 | 19.5 | 3% | 18.92 | LID, SLIDE, FIXED SURFACE, DR5000 | Hach
LZV521 | 314 | 3% | 304.58 | ENCLOSURE, TOP, DR5000 | Hach
LZV522 | 26 | 3% | 25.22 | DISPLAY FRAME, DR5000 | Hach
LZV523 | 109 | 3% | 105.73 | LID, SIPPER, PELTIER TEMP MODULE | Hach
LZV538 | 33.5 | 3% | 32.5 | STICKER SAMPLE COMPARTMENT | Hach
LZV563 | 94 | 3% | 91.18 | POWER SUPPLY, TOC-X5 | Hach
LZV566 | 755 | 3% | 732.35 | BARCODE SCANNER - USB - DR5000 | Hach
LZV574 | 197 | 3% | 191.09 | PELTIER ACCESSORIES KIT | Hach
LZV580 | 159 | 3% | 154.23 | SIPPER TUBING, DR5000, PHARMED | Hach
LZV582 | 240 | 3% | 232.8 | KEYBOARD - USB,QWERTY | Hach
LZV583 | 26 | 3% | 25.22 | ADAPTER F/ 1CM SQUARE CUVETTE,DR2800 | Hach
LZV584 | 26 | 3% | 25.22 | ADAPTER F/ 1" ROUND CUVETTES, DR2800 | Hach
LZV585 | 24 | 3% | 23.28 | Adapter-B: Multipath&PourThru-DR2800 | Hach
LZV642 | 77.5 | 3% | 75.18 | Protective Cover, DR2800 | Hach
LZV647 | 69.5 | 3% | 67.42 | KTO: Adapter Set-DR2800 | Hach
LZV649 | 1340 | 3% | 1299.8 | 5X1 CM POUR-THRU CELL, QUARTZ, 370uL | Hach
LZV659 | 159 | 3% | 154.23 | BREWERY ANALYSIS SOFTWARE, DR 5000 | Hach
LZV662 | 168 | 3% | 162.96 | LEGACY ADAPTER, HQD 5PIN TO BNC | Hach
LZV-702-808.379 | 251 | 3% | 243.47 | LINE FILTER, IL5XX | Hach
LZV-702-823.049 | 1710 | 3% | 1658.7 | DRYER MEMBRANE, PTFE, 24" | Hach
LZV-702-886.154 | 1057 | 3% | 1025.29 | TEMP CONTROLLER, HSC1300 | Hach
LZV-702-890.413 | 216 | 3% | 209.52 | MOLECULITE | Hach
LZV-702-890.444 | 13.99 | 3% | 13.57 | PT 1000 | Hach
LZV728 | 26.9 | 3% | 26.09 | DUST COVER, DR 5000 | Hach
LZV743 | 80 | 3% | 77.6 | ADAPTER BOX, DR3800 | Hach
LZV758 | 45.8 | 3% | 44.43 | INTELLICAL PROBE STAND REPLACEMENT CLIPS | Hach
LZV770 | 820 | 3% | 795.4 | FILTER SET, DR2700 | Hach
LZV774 | 413 | 3% | 400.61 | LINK2SC SOFTWARE, DR3800 | Hach
LZV780 | 201 | 3% | 194.97 | SIPPER TUBING, DR5000, STANDARD | Hach
LZV781 | 42 | 3% | 40.74 | SIPPER PUMP TUBING, NORPRENE, DR5000 | Hach
LZV789 | 1251 | 3% | 1213.47 | POUR-THRU CELL KIT (1 CM) - DR5000 | Hach
LZV803 | 76.3 | 3% | 74.01 | aa POWER SUPPLY, 2100Q, 110-240VAC | Hach
LZV811 | 66.79 | 3% | 64.79 | HELP GUIDE SOFTWARE, DR3800 | Hach
LZV813 | 333 | 3% | 323.01 | USB+POWER MODULE, 2100Q & DR1900 | Hach
LZV818 | 21.8 | 3% | 21.15 | STD USB CABLE W/MINI USB CONNECTOR | Hach
LZV819 | 13.8 | 3% | 13.39 | SPECIAL USB CABLE ADAPTER | Hach
LZV844 | 186 | 3% | 180.42 | POWER SUPPLY, 100-240V, DR3900 | Hach
LZV845 | 26.7 | 3% | 25.9 | DUST COVER, DR3900 | Hach
LZV846 | 50.1 | 3% | 48.6 | ADAPTER A, DR3900 | Hach
LZV847 | 46.9 | 3% | 45.49 | ADAPTER B, DR3900 | Hach
LZV873 | 22.3 | 3% | 21.63 | ETHERNET CABLE, 2m | Hach
LZV874 | 19.6 | 3% | 19.01 | PROTECTIVE FILM FOR DR3900 DISPLAY | Hach
LZV875 | 85.35 | 3% | 82.79 | SIP 10 TUBING SET, LAGOPRENE + TYGON | Hach
LZV876 | 56.39 | 3% | 54.7 | POUR-THRU CELL, DUAL PATH, 1 in/1 cm | Hach
LZV886 | 43 | 3% | 41.71 | DUST COVER FOR DR 6000 | Hach
LZV887 | 532 | 3% | 516.04 | ADAPTER FOR 10 CM CELL FOR DR 6000 | Hach
LZV899 | 266 | 3% | 258.02 | POUR-THRU CELL KIT, DR3900 | Hach
LZV902.99.00002 | 336 | 3% | 325.92 | CAROUSEL ADAPTER, 1CM CELLS, FOR DR 6000 | Hach
LZV902.99.00012 | 331 | 3% | 321.07 | CAROUSEL ADAPTER, 1 INCH CELLS, FOR DR 6000 | Hach
LZV902.99.00020 | 301 | 3% | 291.97 | UNIVERSAL ADAPTER FOR DR 6000 | Hach
LZV938 | 414 | 3% | 401.58 | REMOTE OPERATING SOFTWARE, PHOTOMETER | Hach
LZV941 | 139 | 3% | 134.83 | APPLICATION SOFTWARE DRINKING WATER ANALYSIS | Hach
LZV942 | 159 | 3% | 154.23 | APPLICATION SOFTWARE BREWERY ANALYSIS | Hach
LZV943 | 140 | 3% | 135.8 | APPLICATION SOFTWARE ENZYMATIC FOOD ANALYSIS | Hach
LZV944 | 5.65 | 3% | 5.48 | Touch Pen, Silver | Hach
LZV946 | 50 | 3% | 48.5 | Sample Vials | Hach
LZV947 | 25.93 | 3% | 25.15 | Dust cover (TU5200-LAB Benchtop) | Hach
LZV949 | 255 | 3% | 247.35 | USB ONLY MODULE | Hach
LZV952 | 30 | 3% | 29.1 | Vial Stand | Hach
LZV968 | 39.49 | 3% | 38.31 | Lid Assembly for TU5200 | Hach
LZV969 | 5 | 3% | 4.85 | Seal, Lid, TU5xxx | Hach
LZW2-145V.99 | 24.45 | 3% | 23.72 | O-RING, VITON, 64.77 X 2.62, KF VESSEL | Hach
LZW2320.99 | 175 | 3% | 169.75 | MAGNETIC STIRRER WITH STAND, TITRALAB SO2 | Hach
LZW2323.99 | 13.89 | 3% | 13.47 | SYRINGE, PLASTIC, 10 ML, FOR TITRALAB | Hach
LZW2324.99 | 32.99 | 3% | 32 | BEAKER, PP 50 ML, ID 30 MM, PK/10 | Hach
LZW2332.99 | 175 | 3% | 169.75 | Magnetic stirrer with sensors | Hach
LZW2410.99 | 265 | 3% | 257.05 | DATALOGGER PC SFTWR W/CABLE & USB ADPTR, TITRALAB | Hach
LZW5010T.97.002 | 148 | 3% | 143.56 | ee 5010T, pH ELECTRODE | Hach
LZW5011T.97.002 | 304 | 3% | 294.88 | 5011T, pH ELECTRODE | Hach
LZW5014.97.0002 | 215 | 3% | 208.55 | 5014, pH ELECTRODE | Hach
LZW5014T.97.002 | 268 | 3% | 259.96 | 5014T, pH ELECTRODE | Hach
LZW5021T.97.002 | 359 | 3% | 348.23 | 5021, pH ELECTRODE | Hach
LZW5044.97.0002 | 256 | 3% | 248.32 | 5044, REFERENCE ELECTRODE | Hach
LZW5045.97.0002 | 358 | 3% | 347.26 | 5045, MULTI ELECTRODE, pH, ORP | Hach
LZW5046.97.0002 | 262 | 3% | 254.14 | 5046, ORP, SILVER ELECTRODE, COMBINATION, TITRALAB | Hach
LZW5048.97.0002 | 442 | 3% | 428.74 | 5048, MULTI ELECTRODE, pH, ORP, COND | Hach
LZW5049.97.0002 | 924 | 3% | 896.28 | 5049, MULTI ELECTRODE, PH, COND, DO | Hach
LZW5050T.97.002 | 159 | 3% | 154.23 | ee 5050T, pH ELECTRODE | Hach
LZW5051T.97.002 | 325 | 3% | 315.25 | 5051T, pH ELECTRODE | Hach
LZW5052T.97.002 | 315 | 3% | 305.55 | 5052T, pH ELECTRODE | Hach
LZW5055.97.0002 | 218 | 3% | 211.46 | 5055, REDOX ELECTRODE | Hach
LZW5056.97.0002 | 298 | 3% | 289.06 | 5056, REDOX ELECTRODE | Hach
LZW5057.97.0002 | 299 | 3% | 290.03 | 5057, REDOX ELECTRODE | Hach
LZW5059.97.0002 | 388 | 3% | 376.36 | 5059 PT, MULTI ELECTRODE, pH, COND | Hach
LZW5060.97.0002 | 308 | 3% | 298.76 | 5060, COND ELECTRODE | Hach
LZW5062.97.0002 | 327 | 3% | 317.19 | 5062, COND ELECTRODE | Hach
LZW5070.97.0002 | 315 | 3% | 305.55 | 5070, COND ELECTRODE | Hach
LZW5080.97.0002 | 328 | 3% | 318.16 | ELECTRODE, 5080 DBL PLATINUM, FOR TITRALAB SO2 | Hach
LZW5120.97.0002 | 899 | 3% | 872.03 | 5120, DO ELECTRODE | Hach
LZW5123.99 | 14 | 3% | 13.58 | PROTECTOR FLASK 5120 DO PROBE, LIGHT | Hach
LZW5125.99 | 109 | 3% | 105.73 | SPARE MEMBRANE, 5120 DO PROBE | Hach
LZW5130.97.0002 | 385 | 3% | 373.45 | 5130 PORTABLE DO PROBE, MP5 | Hach
LZW5131.97.0002 | 375 | 3% | 363.75 | 5131 BENCHTOP DO PROBE, BNC | Hach
LZW5243.99 | 30.9 | 3% | 29.97 | CERAMIC DIAPHRAGM, LZW5044 REF ELECTRODE | Hach
LZW5264.97.0002 | 304 | 3% | 294.88 | 5264, DOUBLE PLATINUM ELECTRODE, TITRALAB | Hach
LZW6130.99 | 6.8 | 3% | 6.6 | SENSION+ BATTERY COVER FOR PORTABLES | Hach
LZW8204.99 | 276 | 3% | 267.72 | THERMAL PRINTER FOR SENSION+ INSTRUMENTS | Hach
LZW8205.99 | 26.7 | 3% | 25.9 | CABLE, THERMAL PRINTER TO SENSION+ | Hach
LZW8206.99 | 39.9 | 3% | 38.7 | THERMAL PRINTER PAPER, 5 ROLLS, KYOMOUSE PRINTER | Hach
LZW8691.99 | 121 | 3% | 117.37 | CASSETTE, SPARE PUMP, NEOPRENE TUBE, ID 2.0 MM | Hach
LZW8701.99 | 59.55 | 3% | 57.76 | INLET TUBES, BURETTE, BLACK, TITRALAB | Hach
LZW8705.99 | 49.95 | 3% | 48.45 | INLET TUBE, BURETTE PUMP TITRALAB | Hach
LZW8706.99 | 58.55 | 3% | 56.79 | OUTLET TUBE, BURETTE PUMP, TITRALAB | Hach
LZW8708.99 | 95.75 | 3% | 92.88 | OUTLET TUBES, BLACK, ANTIDIFFUSER, TITRALAB | Hach
LZW8709.99 | 58.55 | 3% | 56.79 | OUTLET TUBES, BURETTE, TITRALAB | Hach
LZW8710.99 | 69.15 | 3% | 67.08 | TUBE, EMPTIES/DISPENSES PUMP, CONIC, TITRALAB | Hach
LZW8729.99 | 61.69 | 3% | 59.84 | SET, BOTTLE CAPS, DIN45 THREAD W/TUBE FTG JOINT | Hach
LZW8734.99 | 3.25 | 3% | 3.15 | O-RINGS, WHITE, TITRALAB VALVE & PUMP TBNGS, 10/PK | Hach
LZW8741.99 | 14.95 | 3% | 14.5 | CYLINDER, POSITIONING, 5 ML SYRINGE, TITRALAB | Hach
LZW8744.99 | 61.69 | 3% | 59.84 | BOTTLE SCREW CAP SET, DIN25, W/TUBE FITTING JOINT | Hach
LZW8997.99 | 432 | 3% | 419.04 | HACH LABCOM EASY SW, sensION+, GLP | Hach
LZW8999.99 | 692 | 3% | 671.24 | HACH LABCOM SW, sensION+, GLP | Hach
LZW9001.99 | 44.5 | 3% | 43.17 | PRINTER RIBBON, FOR LZW8200, QTY 3 | Hach
LZW9008.99 | 66.8 | 3% | 64.8 | POWER SUPPLY, SENSION+ BT, 230-115VAC, 12V | Hach
LZW9055.99 | 46.75 | 3% | 45.35 | AS7 CABLE, 1M, BNC, TITRALAB | Hach
LZW9108.99 | 59.59 | 3% | 57.8 | POWER SUPPLY, 100-240VAC IN, 24VDC OUT | Hach
LZW9110.97 | 8.6 | 3% | 8.34 | FLASKS FOR BENCHTOP pH CAL, 3X50 ML | Hach
LZW9111.99 | 8.6 | 3% | 8.34 | FLASKS FOR BENCHTOP COND CAL, 3X50 | Hach
LZW9117.99 | 40.6 | 3% | 39.38 | PRINTER PAPER, FOR LZW8201, QTY 5 | Hach
LZW9118.99 | 129 | 3% | 125.13 | CONTINOUS FLOW MEASUREMENTS, senSION+ | Hach
LZW9135.99 | 63 | 3% | 61.11 | RS232 CABLE, senSION+ BENCHTOP | Hach
LZW9135USB.99 | 120 | 3% | 116.4 | RS232 CABLE W/USB ADAPTER, senSION+ | Hach
LZW9137.97 | 8.4 | 3% | 8.15 | TUBES FOR PORTABLE pH CAL, 3X 10 ML | Hach
LZW9138.99 | 8.4 | 3% | 8.15 | TUBES FOR PORTABLE COND CAL, 3X10 ML | Hach
LZW9140.99 | 4.2 | 3% | 4.07 | TUBE PORTABLE pH 10.01 CAL 1 x 10ML | Hach
LZW9147.99 | 4.2 | 3% | 4.07 | TUBE PORTABLE PH 7.00, CAL 1X10 | Hach
LZW9155.99 | 98 | 3% | 95.06 | HOLDER/CLAMP FOR 3 SENSOR, senSION+ | Hach
LZW9161.99 | 3.9 | 3% | 3.78 | PP PROTECTOR, STORAGE, senSION+ | Hach
LZW9162.99 | 6.2 | 3% | 6.01 | PP PROTECTOR, MEASUREMENT, senSION+ | Hach
LZW9169.99 | 49.9 | 3% | 48.4 | REPLACEMENT SHROUD, 5049 MULTISENSOR | Hach
LZW9172.99 | 250 | 3% | 242.5 | REPLACEMENT COND CELL, 5049 MULTISENSOR | Hach
LZW9173.99 | 275 | 3% | 266.75 | REPLACEMENT DO SENSOR, 5049 MULTISENSOR | Hach
LZW9179.99 | 300 | 3% | 291 | REPLACEMENT HANDLE, 5049 MULTISENSOR | Hach
LZW9200.99 | 17.05 | 3% | 16.54 | DESICCANT CARTRIDGE, MOLECULAR SIEVE, TITRALAB | Hach
LZW9228.99 | 194 | 3% | 188.18 | SYRINGE, GLASS, 5ML, SALT LINE, TITRALAB & BURETTE | Hach
LZW9267.99 | 95 | 3% | 92.15 | HOLDER/CLAMP FOR 1 SENSOR, senSION+ | Hach
LZW9308.99 | 4.2 | 3% | 4.07 | ELECTRODE REFILL HOLE PLUG, SENSION+ PH/ORP, PK5 | Hach
LZW9314.99 | 4.1 | 3% | 3.98 | 90 ML FLASK, SensION | Hach
LZW9319.99 | 185 | 3% | 179.45 | MAG STIRRER, senSION+ mm BENCH | Hach
LZW9321.99 | 20.9 | 3% | 20.27 | SENSOR HOLDER FOR 3, senSION+ BENCH | Hach
LZW9325.99 | 30.6 | 3% | 29.68 | ELECTRODE HOLDER, SENSION+, RA ELECT. | Hach
LZW9325.99.T014 | 46 | 3% | 44.62 | ELECT. HOLDER FOR SENSION+, RA ELECT. W X31T014 | Hach
LZW9325.99.T031 | 46 | 3% | 44.62 | ELECT. HOLDER FOR SENSION+, RA ELECT. WX31T031 | Hach
LZW9339.99 | 32.99 | 3% | 32 | STIR BAR, TEFLON, 6 X 20 MM, PK/10 | Hach
LZW9400.99 | 26.45 | 5% | 25.13 | STANDARD REDOX SOLN, 220 mV, 250 ML | Hach
LZW9401.99 | 75.95 | 5% | 72.15 | STANDARD REDOX SOLN, 220 mV, 1 L | Hach
LZW9402.99 | 18.35 | 5% | 17.43 | STANDARD REDOX SOLN, 220 mV, 125 ML | Hach
LZW9460.99 | 12.95 | 5% | 12.3 | pH STD SOLN, 4.01, 125 ML | Hach
LZW9461.97 | 12.95 | 5% | 12.3 | pH STD SOLN, 7.00, 125 ML | Hach
LZW9462.99 | 11.29 | 5% | 10.73 | oo pH STD SOLN, 9.21, W/CERT, 135ML | Hach
LZW9463.99 | 15.99 | 5% | 15.19 | pH STD SOLN, 4.01 W/CERT, 250ML | Hach
LZW9464.97 | 15.99 | 5% | 15.19 | pH STD SOLN, 7.00, W/CERT, 250ML | Hach
LZW9465.99 | 14.55 | 5% | 13.82 | oo pH STD SOLN, 9.21, W/CERT, 250ML | Hach
LZW9466.99 | 30.89 | 5% | 29.35 | pH STD SOLN, 4.01, W/CERT, 1L | Hach
LZW9467.97 | 30.89 | 5% | 29.35 | pH STD SOLN, 7.00, W/ CERT, 1 L | Hach
LZW9470.99 | 12.95 | 5% | 12.3 | pH STD SOLN., 10.01, 125 ML | Hach
LZW9471.99 | 15.99 | 5% | 15.19 | pH STD SOLN., 10.00 W/CERT, 250ML | Hach
LZW9472.99 | 30.89 | 5% | 29.35 | pH STD SOLN., 10.00 W/CERT, 1 L | Hach
LZW9500.99 | 22.95 | 5% | 21.8 | KCl 3M SOLN, 250ML | Hach
LZW9509.99 | 10.79 | 5% | 10.25 | KCl 3M SOLN, 50ML | Hach
LZW9510.99 | 15.29 | 5% | 14.53 | KCl 3M SOLN, 125ML | Hach
LZW9521.99 | 27.79 | 5% | 26.4 | ELECTROLYTE SOLN, KNO3 250 ML | Hach
LZW9650.97.0002 | 409 | 3% | 396.73 | 9650, SODIUM ISE | Hach
LZW9652.97.0002 | 539 | 3% | 522.83 | 9652, CHLORIDE ISE | Hach
LZW9652AP.97.02 | 719 | 3% | 697.43 | KTO: SENSION+ CHLORIDE ANALYSIS PKG | Hach
LZW9652C.97.002 | 677 | 3% | 656.69 | 9652C, CHLORIDE ISE, COMBINATION | Hach
LZW9655.97.0002 | 539 | 3% | 522.83 | 9655, FLUORIDE ISE | Hach
LZW9655AP.97.02 | 756 | 3% | 733.32 | KTO: SENSION+ FLUORIDE ANALYSIS PKG | Hach
LZW9655C.97.002 | 677 | 3% | 656.69 | 9655C, FLUORIDE ISE, COMBINATION | Hach
LZW9660C.97.002 | 656 | 3% | 636.32 | 9660C, CALCIUM ISE, COMBINATION | Hach
LZW9662.97.0002 | 539 | 3% | 522.83 | 9662, NITRATE ISE | Hach
LZW9662AP.97.02 | 756 | 3% | 733.32 | KTO: SENSION+ NITRATE ANALYSIS PKG | Hach
LZW9662C.97.002 | 677 | 3% | 656.69 | 9662C, NITRATE ISE, COMBINATION | Hach
LZW9663.97.0002 | 539 | 3% | 522.83 | 9663, AMMONIUM ISE | Hach
LZW9663AP.97.02 | 709 | 3% | 687.73 | KTO: SENSION+ AMMONIUM ANALYSIS PKG | Hach
LZW9663C.97.002 | 656 | 3% | 636.32 | 9663C, AMMONIUM ISE, COMBINATION | Hach
LZW9700.99 | 19.89 | 5% | 18.9 | COND STD SOLN, 147uS/cm, CERT, 250ML | Hach
LZW9701.99 | 14.45 | 5% | 13.73 | COND STD SOLN, 147uS/cm, 125ML | Hach
LZW9710.99 | 20.19 | 5% | 19.18 | COND STD SOLN, 1413 uS/cm, CERT, 250ML | Hach
LZW9711.99 | 14.45 | 5% | 13.73 | COND STD SOLN, 1413uS/cm, 125ML | Hach
LZW9720.99 | 19.89 | 5% | 18.9 | COND STD SOLN, 12.88mS/cm, CERT, 250ML | Hach
LZW9721.99 | 14.45 | 5% | 13.73 | COND STD SOLN, 12.88 mS/cm, 125ML | Hach
LZW9811.99 | 41.69 | 5% | 39.61 | ELECTROLYTIC SOLN, sensION+ DO, 25ML | Hach
LZW9901.99 | 17.19 | 5% | 16.33 | ELECTROLYTIC SOLN, sensION+ ISE, 125ML | Hach
LZW9990.99 | 75 | 3% | 72.75 | FIELD CASE, SENSION+, PH1, EC5 | Hach
LZW9991.99 | 75 | 3% | 72.75 | FIELD CASE, SENSION+, DO6 | Hach
LZW9992.99 | 75 | 3% | 72.75 | FIELD CASE, SENSION+, MM150 | Hach
LZW9993.99 | 75 | 3% | 72.75 | FIELD CASE, SENSION+, MM110 | Hach
LZX030 | 25.29 | 3% | 24.53 | AIR FILTER FOR COMPRESSOR (FILTRAX) | Hach
LZX050 | 75.05 | 3% | 72.8 | WIPERS, REPLACEMENT FOR TURBIDITY | Hach
LZX216 | 187 | 3% | 181.39 | CLEANING VESSEL, FILTRAX FILTER MOD | Hach
LZX217 | 45.19 | 3% | 43.83 | KIT, FILTRAX CLEANING | Hach
LZX278 | 16.89 | 3% | 16.38 | DISCHARGE HOSE, 2M (AMTAX,PHOSPHAX) | Hach
LZX337 | 2996 | 3% | 2906.12 | BALL VALVE SAFETY ARM. FOR SOLITAX IN- & HIGHLINE | Hach
LZX355 | 12.99 | 3% | 12.6 | WALL MOUNTING KIT (AMTAX,PHOSPHAX) | Hach
LZX369 | 129 | 3% | 125.13 | CABLE ASSY, 12M PROBE EXT. SLUDGE | Hach
LZX414.00.60000 | 792 | 3% | 768.24 | KIT, MTG HRDWARE,RAIL MT,FILTERPROBE | Hach
LZX414.00.73000 | 813 | 3% | 788.61 | RAIL MOUNTING ASSEMBLY, SONATAX | Hach
LZX416 | 92 | 3% | 89.24 | MISC HARDWARE F/PROBE INST KIT OPTIQ | Hach
LZX424 | 523 | 3% | 507.31 | E-PROM, MULTI UNIT PLUS | Hach
LZX437 | 212 | 3% | 205.64 | CABLE ASSY, 5M PROBE EXTENSION | Hach
LZX438 | 303 | 3% | 293.91 | CABLE ASSY, 10M PROBE EXTENSION | Hach
LZX439 | 351 | 3% | 340.47 | CABLE ASSY, 15M PROBE EXTENSION | Hach
LZX440 | 433 | 3% | 420.01 | CABLE ASSY, 20M PROBE EXTENSION | Hach
LZX450 | 2110 | 3% | 2046.7 | SEDIMENTER FOR NITRTAX AND UVAS | Hach
LZX461 | 481 | 3% | 466.57 | INLINE ARMATURE FOR SOLITAX INLINE AND HIGHLINE | Hach
LZX660 | 177 | 3% | 171.69 | WELDING FLANGE IN-LINE PROBES SS | Hach
LZX661 | 88.45 | 3% | 85.8 | WELDING FLANGE,IN-LINE PROBES,STEEL | Hach
LZX675 | 173 | 3% | 167.81 | FILTRAX DELIVERY HOSE, 2M, UNHEATED | Hach
LZX676 | 400 | 3% | 388 | HOLDER, CONTROL UNIT (FILTRAX) | Hach
LZX701 | 102 | 3% | 98.94 | TUBE ADAPTER KIT (AMTX,PHOSX,FILTX) | Hach
LZX847 | 94.85 | 3% | 92 | SENSOR CABLE, 0.35 METERS, ULTRA TURB | Hach
LZX848 | 127 | 3% | 123.19 | SENSOR CABLE, 5 METERS, ULTRA TURB | Hach
LZX849 | 132 | 3% | 128.04 | SENSOR CABLE, 10 METER, ULTRA TURB | Hach
LZX850 | 187 | 3% | 181.39 | SENSOR CABLE, 15 M, ULTRA TURB | Hach
LZX851 | 229 | 3% | 222.13 | SENSOR CABLE, 20 M, ULTRA TURB | Hach
LZX852 | 279 | 3% | 270.63 | SENSOR CABLE, 30 M, ULTRA TURB | Hach
LZX853 | 379 | 3% | 367.63 | SENSOR CABLE, 50 M, ULTRA TURB | Hach
LZX866 | 2391 | 3% | 2319.27 | db NITRATAX CLEA SC 5MM FLOWTHRU CELL | Hach
LZX867 | 2391 | 3% | 2319.27 | db NITRATAX PLUS SC 5MM FLOWTHRU CELL | Hach
LZX868 | 2194 | 3% | 2128.18 | db FLOW THROUGH UNIT F/UVAS 50MM | Hach
LZX869 | 2391 | 3% | 2319.27 | db NITRATAX PLUS SC 2MM FLOWTHRU CELL | Hach
LZX885 | 213 | 3% | 206.61 | ee 12 mm pH combination electrode for | Hach
LZX889 | 249 | 3% | 241.53 | ee pH ELECTRODE FOR 1200SSC | Polymetron
LZX890 | 320 | 3% | 310.4 | Replacement ORP electrode | Hach
LZX893 | 205 | 3% | 198.85 | Dig. Cable assembly, cable and tube adaptor, 1200Ssc + 3798Ssc | Polymetron
LZX894 | 38.15 | 3% | 37.01 | Set small parts for 1200Ssc+3798Ssc6 screws, 4 O- rings, humidity bag | Polymetron
LZX895 | 291 | 3% | 282.27 | Electronic board for 3798 S sc | Polymetron
LZX897 | 89.39 | 3% | 86.71 | Replacement pH electrode cablewith AS/ connector, 1200 S sc | Polymetron
LZX899 | 33.55 | 3% | 32.54 | Electrode protection for 1200 S sc | Polymetron
LZX914.99.11110 | 372 | 3% | 360.84 | CHAIN MOUNT KIT, FP360sc, 5M | Hach
LZX914.99.11200 | 501 | 3% | 485.97 | CHAIN MOUNT KIT, STAINLESS STEEL, LDO2 | Hach
LZX914.99.11300 | 558 | 3% | 541.26 | CHAIN MOUNT KIT, SS, SONATAX SC | Hach
LZX914.99.12400 | 399 | 3% | 387.03 | KIT, CHAIN MOUNT, NH4Dsc PROBE | Hach
LZX915 | 192 | 3% | 186.24 | MODULE, SC1000 BASE DIN RAIL | Hach
LZX918 | 51.55 | 3% | 50 | CONNECTOR, INTERNAL NTWRK FOR SC1000 | Hach
LZX919 | 281 | 3% | 272.57 | MODULE, mA OUT (2) DIN RAIL, SC1000 | Hach
LZX920 | 411 | 3% | 398.67 | MODULE, RELAY (4) DIN RAIL, SC1000 | Hach
LZX921 | 337 | 3% | 326.89 | MODULE, DIN RAIL SC1000 mA INPUTS-2 | Hach
LZX932 | 13.7 | 3% | 13.29 | STAIN RELIEF, RELAYS, SC1000 | Hach
LZX935 | 8.45 | 3% | 8.2 | STRAP, CARRYING, SC1000 DISP MODULE | Hach
LZX936 | 1423 | 3% | 1380.31 | BALL VALVE ARMATURE FOR SOLITAX INLINE & HIGHLINE | Hach
LZX948 | 16.25 | 3% | 15.76 | KIT, SMALL PARTS, SC1000 SUNSHIELD | Hach
LZX955 | 114 | 3% | 110.58 | CABLE, SC1000 ANTENNA EXT 10M | Hach
LZX957 | 477 | 3% | 462.69 | HARDWARE, MTG. SC1000 W SUN SCREEN | Hach
LZX958 | 159 | 3% | 154.23 | SUNSHIELD, SC1000 | Hach
LZX961 | 162 | 3% | 157.14 | SUNSHIELD SC200 | Hach
LZX961.54 | 163 | 3% | 158.11 | SC100 PLASTIC SUNSHIELD | Hach
LZX963 | 88.6 | 3% | 85.94 | CARD, SC1000 MULTIMEDIA (16MB) | Hach
LZX985 | 83.95 | 3% | 81.43 | Calibration tool for 3798-S sc | Polymetron
LZX990 | 165 | 3% | 160.05 | sc1000 REMOTE ANTENNA & HARDWARE, 5m | Hach
LZX997 | 446 | 3% | 432.62 | POLE MOUNT KIT FOR sc100 | Hach
LZX998 | 20.15 | 3% | 19.55 | CABLE, ETHERNET CROSSOVER | Hach
LZY001 | 48.35 | 3% | 46.9 | BRACKET, SUNSHIELD, SC1000 | Hach
LZY044 | 91.95 | 3% | 89.19 | KIT, MOUNTING, SC-ANALYZER | Hach
LZY048 | 72.05 | 3% | 69.89 | SCREW CAP, COMPLETE FOR 1.5" PVC PIPE | Hach
LZY051 | 2008 | 3% | 1947.76 | 9180sc ACIDIFICATION UNIT | Hach
LZY052 | 1486 | 3% | 1441.42 | 9180sc INTERMITTENT FLOW UNIT | Hach
LZY080 | 948 | 3% | 919.56 | Stainless steel flowcell for PG 13.5 120 mm long sensors | GLI
LZY203 | 30.45 | 3% | 29.54 | MASTER LINK SET FOR SOLITAX sc | Hach
LZY232 | 87.85 | 3% | 85.21 | Extender Chain with master link,SS (5m) | Hach
LZY274 | 400 | 3% | 388 | DATATRANS SOFTWARE PACK | Hach
LZY285 | 776 | 3% | 752.72 | KIT, MTG HRDWARE,RAIL MT,AMTAX sc W/ | Hach
LZY286 | 812 | 3% | 787.64 | KIT, MTG HRDWARE,STAND MT,AMTAX sc | Hach
LZY287 | 742 | 3% | 719.74 | KIT, MTG HRDWARE,STAND MT,AMTAX sc | Hach
LZY302 | 798 | 3% | 774.06 | CONNECTING HOSE, HEATED DRAIN | Hach
LZY303 | 798 | 3% | 774.06 | CONNECTING HOSE, HEATED DRAIN | Hach
LZY316 | 742 | 3% | 719.74 | KIT, MTG HRDWARE,RAIL MT, AMTAX sc | Hach
LZY362 | 8.05 | 3% | 7.81 | KIT, SCREW, M5 WITH ALLEN KEY | Hach
LZY367 | 215 | 3% | 208.55 | CLEANING SET, SC ANALYZER | Hach
LZY421 | 271 | 3% | 262.87 | 10-CM CELL ADAPTER, DR 5000 | Hach
LZY429 | 18.75 | 3% | 18.19 | HRDW SET, 4 SCKT-HD SCREWS W WSHRS | Hach
LZY449 | 106 | 3% | 102.82 | BRACKET FOR PIPES | Hach
LZY483 | 115 | 3% | 111.55 | si792, Pipe-Mount Installation Kit | Hach
LZY484 | 52.75 | 3% | 51.17 | si792, Panel-Mount Installation Kit | Hach
LZY485 | 115 | 3% | 111.55 | si792, Protective Hood | Hach
LZY488 | 1.95 | 3% | 1.89 | sc1000 bus cable-flexible (per foot) | Hach
LZY489 | 4 | 3% | 3.88 | sc1000 bus cable-fix/outdoor (per ft) | Hach
LZY520 | 42 | 3% | 40.74 | SD CARD, 1G | Hach
LZY522 | 38.25 | 3% | 37.1 | MOBILEMATE CARD READER, SD/MMC | Hach
LZY548 | 50.05 | 3% | 48.55 | FASTENING PARTS FOR PROTECTIONPLATE | Hach
LZY553 | 71.55 | 3% | 69.4 | SC1000 ETHERNET OUTDOOR CONNECT KIT | Hach
LZY598 | 880 | 3% | 853.6 | aa sc1000 MODBUS TCP/IP LICENSE KIT | Hach
LZY605 | 157 | 3% | 152.29 | STANDARD CASE FOR TSS PORTABLE | Hach
LZY607 | 118 | 3% | 114.46 | PLUG-IN CHARGER | Hach
LZY616 | 353 | 3% | 342.41 | FLANGE SET,SS FOR FP 360 SC INSERTION MOUNTING HW | Hach
LZY617 | 153 | 3% | 148.41 | FLANGE SET,CS FOR FP 360 SC INSERTION MOUNTING HW | Hach
LZY623 | 1235 | 3% | 1197.95 | EXTENSION CABLE, FP360sc, 1.5M | Hach
LZY624 | 1235 | 3% | 1197.95 | EXTENSION CABLE, FP360sc, 10M | Hach
LZY630.00.10000 | 3219 | 3% | 3122.43 | SS BALL VALVE SAFETY ARM. TSS sc INLINE, SS KIT | Hach
LZY630.00.11000 | 3141 | 3% | 3046.77 | SS BALL VALVE SAFETY ARM. TSS sc INLINE, CS KIT | Hach
LZY630.00.12000 | 3072 | 3% | 2979.84 | BALL VALVE SAFETU ARMATURE FOR TSS sc INLINE | Hach
LZY630.00.20000 | 3219 | 3% | 3122.43 | SS Ball VALVE SAFE ARM. TSS EX1 sc INLINE, SS KIT | Hach
LZY630.00.21000 | 3141 | 3% | 3046.77 | SS Ball VALVE SAFE.ARM. TSS EX1 sc INLINE, CS KIT | Hach
LZY630.00.22000 | 3072 | 3% | 2979.84 | BALL VALVE SAFETY ARMATURE FOR TSS EX1 sc INLINE | Hach
LZY630.00.30000 | 3935 | 3% | 3816.95 | BALL VALVE MNT. FP360 W SS FL. SET | Hach
LZY630.00.31000 | 3799 | 3% | 3685.03 | BALL VALVE MNT. FP360 W C-S FL. SET | Hach
LZY630.00.32000 | 3650 | 3% | 3540.5 | BALL VALVE MOUNTING HARDWARE, FP360 | Hach
LZY669 | 2354 | 3% | 2283.38 | db FLOW CELLKIT, FP360sc, PANEL, HOSES | Hach
LZY679 | 367 | 3% | 355.99 | SAMPLE HOSE, 2M HEATED 230 VAC, FILTRAX (ECO) | Hach
LZY694 | 955 | 3% | 926.35 | ee SENSOR CARTRIDGE INCL. SHIPPING BOOT, POLISHING STRIPS, AN-ISE sc / A-ISE sc / N-ISE sc | Hach
LZY697 | 3.75 | 3% | 3.64 | SET OF CABLE TIES AISE sc & NH4D sc, GREEN | Hach
LZY703 | 175 | 3% | 169.75 | Safety ring w/cable for armature LZU301.99.00000 | Hach
LZY706 | 279 | 3% | 270.63 | CLEANING UNIT AN-ISEsc,A-ISEsc,N-ISEsc | Hach
LZY707 | 150 | 3% | 145.5 | Safety ring w/ cable for armature LZU300.99.00000 | Hach
LZY709 | 149 | 3% | 144.53 | CLEANING CAP WITH NOZZLES | Hach
LZY710 | 43.75 | 3% | 42.44 | SET OF TUBE ADAPTER | Hach
LZY711 | 17.55 | 3% | 17.02 | CHECK VALVE | Hach
LZY712 | 132 | 3% | 128.04 | ADAPTER FOR CLEANING DEVICE | Hach
LZY714.99.00030 | 278 | 3% | 269.66 | EXTENSION POLE 1M, STAINLESS STEEL, FOR LZY714.99. | Hach
LZY714.99.00040 | 332 | 3% | 322.04 | EXTENSION POLE 1.8M, STAINLESS STEEL, FOR LZY714 | Hach
LZY714.99.00050 | 229 | 3% | 222.13 | IMMERSION POLE WITH SIDE HOLE, 2M, STAINLESS STEEL | Hach
LZY714.99.00060 | 252 | 3% | 244.44 | INSTALLATION PIPE 2M W WELDED HINGE | Hach
LZY714.99.00100 | 14.19 | 3% | 13.76 | END CAP BLACK FOR 40MM MOUNTING TUBES | Hach
LZY714.99.03000 | 316 | 3% | 306.52 | BRACKET 10CM, INCL. PLATE AND 2 SETS POLE CLAMPS | Hach
LZY714.99.32220 | 578 | 3% | 560.66 | POLE MOUNTING HARDWARE NISE, 24CM BRACKET, SS | Hach
LZY714.99.32320 | 578 | 3% | 560.66 | POLE MOUNTING HARDWARE AN-ISE, 24CM BRACKET, SS PO | Hach
LZY714.99.32620 | 578 | 3% | 560.66 | POLE MOUNTING HARDWARE AISE, 24CM BRACKET, SS POLE | Hach
LZY714.99.42020 | 522 | 3% | 506.34 | POLE MOUNTING HARDWARE FILTERPROBE/FILTRAX, 24CM B | Hach
LZY714.99.42120 | 536 | 3% | 519.92 | POLE MOUNTING HARDWARE SONATAX, 24CM BRACKET, SS P | Hach
LZY714.99.43050 | 485 | 3% | 470.45 | POLE MOUNTING HARDWARE FILTRAX, 10CM BRACKET, SS P | Hach
LZY714.99.52120 | 536 | 3% | 519.92 | POLE MOUNTING HARDWARE SOLIDS, 24CM BRACKET, SS PO | Hach
LZY714.99.52220 | 536 | 3% | 519.92 | POLE MOUNTING HARDWARE NITRAT, 24CM BRACKET, SS PO | Hach
LZY714.99.52520 | 518 | 3% | 502.46 | POLE MOUNTING HARDWARE ORGANIC, 24CM BRACKET, SS P | Hach
LZY714.99.53120 | 499 | 3% | 484.03 | POLE MOUNTING HARDWARE SOLIDS, 10CM BRACKET, SS PO | Hach
LZY714.99.53220 | 499 | 3% | 484.03 | POLE MOUNTING HARDWARE NITRATAX, 10CM BRACKET, SS | Hach
LZY714.99.53520 | 482 | 3% | 467.54 | POLE MOUNTING HARDWARE UVAS, 10CM BRACKET, SS POLE | Hach
LZY714.99.60000 | 214 | 3% | 207.58 | PIVOT EXTENSION, 35CM POLE & PROTECTION SHIELD | Hach
LZY714.99.62160 | 642 | 3% | 622.74 | POLE MOUNTING HW - SONATAX PIVOT, SS POLE 2M+0.35M | Hach
LZY714.99.70000 | 224 | 3% | 217.28 | PIVOT EXTENSION, 100CM POLE & PROTECTION SHIELD | Hach
LZY714.99.72160 | 642 | 3% | 622.74 | POLE MOUNTING HW - SONATAX PIVOT, SS POLE 2M + 1M | Hach
LZY720 | 294 | 3% | 285.18 | TEST CARTRIDGE FOR AN/A/N-ISEsc | Hach
LZY722 | 805 | 3% | 780.85 | PROBE ADAPTER FOR ANISE | Hach
LZY739 | 5647 | 3% | 5477.59 | SOLID STANDARD SET, 3 STANDARDS, FP360 | Hach
LZY741 | 3892 | 3% | 3775.24 | SOLID STANDARD SET, ZERO AND HIGH RANGE, FP360 | Hach
LZY742 | 2168 | 5% | 2059.6 | SOLID STANDARD ZERO, FP360 | Hach
LZY743 | 2168 | 5% | 2059.6 | SOLID STANDARD, MID-RANGE, FP360, 500PPB | Hach
LZY744 | 2168 | 5% | 2059.6 | SOLID STANDARD, HIGH-RANGE, FP360, 5000PPB | Hach
LZY748-00 | 722 | 3% | 700.34 | CF CARD WITH PROGRAMMING, RTC | Hach
LZY763 | 109.92 | 3% | 106.62 | RELAY OUTPUT, AF7000 | Hach
LZY764 | 505 | 3% | 489.85 | 4-20mA PID OUTPUT CARD, AF7000 | Hach
LZY765 | 1531 | 3% | 1485.07 | KIT, WTR CONNw/AUTO FLUSH, AF7000 | Hach
LZY766 | 718 | 3% | 696.46 | KIT, WTR CONN w/o AUTO FLUSH AF7000 | Hach
LZY771 | 2056 | 3% | 1994.32 | SEDIMENTER FOR AISE, NISE AND AN-ISE sc | Hach
LZY813 | 229 | 3% | 222.13 | RETROFIT SET AIR CLEANING FP 360 SC | Hach
LZY820 | 527 | 3% | 511.19 | ISOLATION KIT 5M SAMPLING TUBE FILTRAX/FILTERPROBE | Hach
LZY821 | 860 | 3% | 834.2 | ISOLATION KIT 10MSAMPLING TUBE FILTRAX/FILTERPROBE | Hach
LZY822 | 15 | 3% | 14.55 | Screw and sealing set | Hach
LZY827 | 101 | 3% | 97.97 | WALL PLATE 10CM | Hach
LZY828.99.00002 | 149 | 3% | 144.53 | TU5xxx sc Bubble Trap | Hach
LZY834 | 33 | 3% | 32.01 | Process Vial | Hach
LZY835 | 349 | 5% | 331.55 | StablCal Calibration Set w. RFID | Hach
LZY837 | 299 | 5% | 284.05 | StablCal Cal. Vial 20 NTU w. RFID | Hach
LZY838 | 299 | 5% | 284.05 | StablCal Cal. Vial 600 NTU w. RFID | Hach
LZY868 | 14.25 | 3% | 13.82 | GLAND NUT FOR TSS sc / COSMOS | Hach
LZY871 | 26 | 3% | 25.22 | Set for Flow Sensor Wall Bracket | Hach
LZY873 | 15 | 3% | 14.55 | Kit, Service Bracket, TU5xxx sc | Hach
LZY876 | 16 | 3% | 15.52 | Desiccant cartridge TU5300/TU5400sc | Hach
LZY885.99.00002 | 1000 | 3% | 970 | PROGNOSYS COMMUNICATION CARD, W/MANUAL, FOR SC1000 | Hach
LZY898 | 299 | 5% | 284.05 | StablCal Calibration Set w/o RFID | Hach
LZY899 | 249 | 5% | 236.55 | StablCal Cal. Vial 20 NTU w/o RFID | Hach
LZY900 | 249 | 5% | 236.55 | StablCal Cal. Vial 600 NTU w/o RFID | Hach
LZY901 | 910 | 5% | 864.5 | Glass Rod Sec. Turb. Stand. <0,1NTU | Hach
LZY903 | 15 | 3% | 14.55 | Vial Wiper TU5xxx | Hach
LZY904.97.00002 | 20 | 3% | 19.4 | Calibration Lid TU5xxx (RoW) | Hach
LZY904.98.00002 | 20 | 3% | 19.4 | Calibration Lid TU5xxx (EU) | Hach
LZY906 | 9.87 | 3% | 9.57 | Tool, Vial Removal, TU5xxx | Hach
LZY910 | 19 | 3% | 18.43 | Vial Compartment Wiper TU5xxx | Hach
LZY912 | 20 | 3% | 19.4 | Tubing Connect.set ULTRATURB to TU5 | Hach
LZY915 | 35 | 3% | 33.95 | Wiper Head, Cleaning TU5xxx | Hach
LZY918 | 15 | 3% | 14.55 | Seal for online vial TU5xxx | Hach
LZY945 | 15 | 3% | 14.55 | Micro Fiber cloth | Hach
LZY946 | 68 | 3% | 65.96 | Process Head Holder, TU5xxx sc | Hach
LZY953 | 15 | 3% | 14.55 | Calibration Syringe TU5xxx | Hach
LZY960.99.00001 | 9703 | 3% | 9411.91 | RTC Upgrade Kit: Add 2 Channel to ST 1 Channel | Hach
LZY960.99.00010 | 9703 | 3% | 9411.91 | RTC Upgrade Kit: Add 2 Channel to SD 1 Channel | Hach
LZY960.99.00100 | 9703 | 3% | 9411.91 | RTC Upgrade Kit: Add 2 Channel to NDN 1 Channel | Hach
LZY960.99.00200 | 15163 | 3% | 14708.11 | RTC Upgrade Kit: Add 2 Channel with DO to NDN 1 Channel with DO | Hach
LZY960.99.00300 | 16474 | 3% | 15979.78 | RTC Upgrade Kit: Add 2 Channel with VSD to NDN 1 Channel with VSD | Hach
LZY960.99.00A00 | 7800 | 3% | 7566 | RTC Upgrade Kit: Add DO to NDN 1 Channel | Hach
LZY960.99.00B00 | 9672 | 3% | 9381.84 | RTC Upgrade Kit: Add VSD to NDN 1 Channel | Hach
LZY960.99.00C00 | 22963 | 3% | 22274.11 | RTC Upgrade Kit: Add 2 Channel with DO to NDN 1 Channel | Hach
LZY960.99.00D00 | 26146 | 3% | 25361.62 | RTC Upgrade Kit: Add 2 Channel with VSD to NDN 1 Channel with DO | Hach
LZY960.99.00E00 | 1872 | 3% | 1815.84 | RTC Upgrade Kit: Add VSD to NDN 1 Channel with DO | Hach
LZY960.99.00F00 | 18346 | 3% | 17795.62 | RTC Upgrade Kit: Add 2 Channel with VSD to NDN 1 Channel with DO | Hach
LZY960.99.00G00 | 13260 | 3% | 12862.2 | RTC Upgrade Kit: Add DO to NDN 2 Channel | Hach
LZY960.99.00H00 | 16442 | 3% | 15948.74 | RTC Upgrade Kit: Add VSD to NDN 2 Channel | Hach
LZY960.99.00K00 | 3182 | 3% | 3086.54 | RTC Upgrade Kit: Add VSD to NDN 2 Channel with DO | Hach
LZY960.99.01000 | 9703 | 3% | 9411.91 | RTC Upgrade Kit: Add 2 Channel to N 1 Channel | Hach
LZY960.99.02000 | 15163 | 3% | 14708.11 | RTC Upgrade Kit: Add 2 Channel with DO to N 1 Channel with DO | Hach
LZY960.99.03000 | 16474 | 3% | 15979.78 | RTC Upgrade Kit: Add 2 Channel with VSD to N 1 Channel with VSD | Hach
LZY960.99.0A000 | 7800 | 3% | 7566 | RTC Upgrade Kit: Add DO to N 1 Channel | Hach
LZY960.99.0B000 | 9672 | 3% | 9381.84 | RTC Upgrade Kit: Add VSD to N 1 Channel | Hach
LZY960.99.0C000 | 22963 | 3% | 22274.11 | RTC Upgrade Kit: Add 2 Channel with DO to N 1 Channel | Hach
LZY960.99.0D000 | 26146 | 3% | 25361.62 | RTC Upgrade Kit: Add 2 Channel with VSD to N 1 Channel | Hach
LZY960.99.0E000 | 1872 | 3% | 1815.84 | RTC Upgrade Kit: Add VSD to N 1 Channel with DO | Hach
LZY960.99.0F000 | 18346 | 3% | 17795.62 | RTC Upgrade Kit: Add 2 Channel with VSD to N 1 Channel with DO | Hach
LZY960.99.0G000 | 13260 | 3% | 12862.2 | RTC Upgrade Kit: Add DO to N 2 Channel | Hach
LZY960.99.0H000 | 16442 | 3% | 15948.74 | RTC Upgrade Kit: Add VSD to N 2 Channel | Hach
LZY960.99.0K000 | 3182 | 3% | 3086.54 | RTC Upgrade Kit: Add VSD to N 2 Channel with DO | Hach
LZY960.99.10000 | 8377 | 3% | 8125.69 | RTC Upgrade Kit: Add 2 Channel to P 1 Channel | Hach
LZY971 | 490 | 3% | 475.3 | Modem Kit | Hach
M05V003 | 3987 | 3% | 3867.39 | Program Eprom U8, PGZ301 | Hach
M07T605 | 24.49 | 3% | 23.76 | WASHER, STAINLESS STEEL | Hach
M07T606 | 24.49 | 3% | 23.76 | STOP WITH PIN BEARING | Hach
M07T608 | 27.69 | 3% | 26.86 | VITON O-RING 42 X 3 | Hach
M1100-H | 332 | 3% | 322.04 | ee SPARE OPTICAL SPOT 0-40 PPM FOR M1100 SENSOR | Orbisphere
M1100-H00 | 5221 | 3% | 5064.37 | LDO SENSOR, 0-2PPM, HASTELLOY | Orbisphere
M1100-H0K | 5221 | 3% | 5064.37 | LDO SENSOR, 0-2PPM, HASTELLOY/KALREZ | Orbisphere
M1100-L | 310 | 3% | 300.7 | ee SPARE OPTICAL SPOT FOR M1100 SENSOR | Orbisphere
M1100-L4 | 362 | 3% | 351.14 | LDO SPOT FOR M1100, BIOTECH SPECIFIC | Orbisphere
M1100-S00 | 3679 | 3% | 3568.63 | LDO SENSOR, 0-2000PPB, 28MM FITTING | Orbisphere
M1100-S00H | 3771 | 3% | 3657.87 | LDO SENSOR, 0-40 PPM, STAINLESS STEEL | Orbisphere
M1100-S10 | 3771 | 3% | 3657.87 | LDO SENSOR, 0-2000PPB, 12MM FITTING | Orbisphere
M1100-S104 | 5128 | 3% | 4974.16 | M1100 LDO SENSOR, BIOTECH SPECIFIC | Orbisphere
M1100-S10H | 3771 | 3% | 3657.87 | LDO SENSOR, 0-40 PPM, 12 MM FITTINGS | Orbisphere
M16T502 | 355 | 3% | 344.35 | POWER SUPPLY, SACX50 | Hach
M26-5500 | 401 | 3% | 388.97 | Sensor Stand, Delrin | Orbisphere
M63-8019 | 52.99 | 3% | 51.4 | Zwickle adapter gasket10 PER PACK | Orbisphere
M63-9503 | 427 | 3% | 414.19 | ASSM, ZWICKLE ADAPTER | Orbisphere
MAN-3444 | 32.09 | 3% | 31.13 | MANUAL-COND/RESIST.SNSRS, | GLI
MAN-3455 | 32.09 | 3% | 31.13 | MANUAL-COND/RESIST.SNSRS, | GLI
MAN-E53 | 51.25 | 3% | 49.71 | Electrodeless 1/2 DIN | GLI
MAN-HART | 49.15 | 3% | 47.68 | Model 33/53 Supplement | GLI
MAN-P53 | 52.45 | 3% | 50.88 | pH/ORP 1/2 DIN Universal | GLI
MH018S8SZ | 559 | 3% | 542.23 | Sanitary Mounting Kit, 2" | GLI
MH113M2C | 610 | 3% | 591.7 | Cond. Insertion, 3/4" NPT | Polymetron
MH114M3C | 654 | 3% | 634.38 | Cond. Insertion, 1" NPT | Polymetron
MH116M3MZ | 1167 | 3% | 1131.99 | 316SS Insertion Hardware | GLI
MH118M9NZ | 1961 | 3% | 1902.17 | INSERTION,316SS,2" PROC.C | GLI
MH138M9NZ | 847 | 3% | 821.59 | INSRTN,CPVC,2"NPT,NO J-BX | GLI
MH276H00F | 481 | 3% | 466.57 | D.O. Mounting, Handrail | GLI
MH276J00F | 679 | 3% | 658.63 | D.O. Mounting, Floatation | GLI
MH276R00FP | 182 | 3% | 176.54 | MTG.HDWR-D.O.PVC,PAPR TAG | GLI
MH313N3NZ | 165 | 3% | 160.05 | MH,TEE,316 SS,3/4", FLOW | GLI
MH333N3NZ | 103 | 3% | 99.91 | MH-TEE,CPVC,3/4", FLOW TH | GLI
MH336 | 149 | 3% | 144.53 | MH,FLO-THRU,CPVC,1+1/2" | GLI
MH373N3NZ | 75.79 | 3% | 73.52 | MH,TEE,PVC,3/4",FLOW-THRU | GLI
MH376 | 134 | 3% | 129.98 | pH/ORP Mounting, ,PVC | GLI
MH378W4PZ | 289 | 3% | 280.33 | BOM-ASSY,DO,MH,FLOW-THRU | GLI
MH432G | 199 | 3% | 193.03 | CPVC PIPE MOUNT W/ JUNCTION BOX | GLI
MH434B | 220 | 3% | 213.4 | SUBM.W/PIPE J-BOX,CPVC,1" | GLI
MH474B | 183 | 3% | 177.51 | pH/ORP Immersion Mounting | GLI
MH518M3NZ | 658 | 3% | 638.26 | MTG HARDWARE,316SS,W/O TE | GLI
MH518N3NZ | 837 | 3% | 811.89 | Cond. Union Mounting | GLI
MH518N9A | 737 | 3% | 714.89 | FINISHED MOUNTING HARDWAR | GLI
MH538M3NZ | 168 | 3% | 162.96 | MTG HARDWARE,CPVC,W/O TEE | GLI
MH538N3NZ | 223 | 3% | 216.31 | Cond. Union Mounting | GLI
MH538N9A | 211 | 3% | 204.67 | FINISHED MOUNTING HARDWAR | GLI
MH568N3NZ | 594 | 3% | 576.18 | MTG HARDWARE,PVDF,W/O J-B | GLI
MH576N3MZ | 173 | 3% | 167.81 | ASY-MTG HARDWARE | Polymetron
MH578N9A | 183 | 3% | 177.51 | pH/ORP Mounting, PVC | GLI
MH578N9AZ | 113 | 3% | 109.61 | FINISHED Mtg Hdwr,No JBox | GLI
MHF15B2 | 242 | 3% | 234.74 | Mounting Tee, 1" PVC | GLI
MHF15D2 | 228 | 3% | 221.16 | Mounting Tee, 1.5" PVC | GLI
MHF15E2 | 213 | 3% | 206.61 | Mounting Tee, 2" PVC | GLI
MHF15G2 | 263 | 3% | 255.11 | Mounting Tee, 3" PVC | GLI
MHF15H2 | 314 | 3% | 304.58 | Mounting Tee, 4" PVC | GLI
MHF15J2 | 242 | 3% | 234.74 | Mounting Tee, 0.5" PVC | GLI
MHF15K2 | 242 | 3% | 234.74 | Mounting Tee, 0.75" PVC | GLI
MHF31B2 | 350 | 3% | 339.5 | MH-TEE,CPVC,1",FLW-THRU | GLI
MHF31D2 | 291 | 3% | 282.27 | MH-TEE,CPVC,1.5",FLW-THRU | GLI
MHF31E2 | 314 | 3% | 304.58 | MH-TEE,CPVC,2",FLW-THRU | GLI
MHF31G2 | 417 | 3% | 404.49 | MH-TEE,CPVC,3",FLW-THRU | GLI
MHF31H2 | 462 | 3% | 448.14 | MH-TEE,CPVC,4",FLW-THRU | GLI
MP4K | 30 | 3% | 29.1 | nn aa MP-4 CASE W/STANDARDS | Hach
MP4KRGT | 28.55 | 5% | 27.12 | RGT SET, MP-4 CASE W/STANDARDS (MP4K) | Hach
MP6K | 109 | 3% | 105.73 | nn aa MP-6 & MP-6p CASE W/STANDARDS | Hach
MP6KRGT | 53.75 | 5% | 51.06 | RGT SET, MP-6 & MP-6p CASE W/STANDARDS (MP6K) | Hach
MTC10101 | 334 | 3% | 323.98 | aa ORP GEL-FILLED PROBE, STD w/1m CABLE | Hach
MTC10103 | 368 | 3% | 356.96 | aa ORP GEL-FILLED PROBE, STD w/3m CABLE | Hach
MTC10105 | 586 | 3% | 568.42 | aa ORP GEL-FILLED PROBE, RUG w/5m CABLE | Hach
MTC10110 | 621 | 3% | 602.37 | aa ORP GEL-FILLED PROBE, RUG w/10m CABLE | Hach
MTC10115 | 656 | 3% | 636.32 | aa ORP GEL-FILLED PROBE, RUG w/15m CABLE | Hach
MTC10130 | 702 | 3% | 680.94 | aa ORP GEL-FILLED PROBE, RUG w/30m CABLE | Hach
MTC30101 | 371 | 3% | 359.87 | aa ORP REFILLABLE PROBE STD, w/1m CABLE | Hach
MTC30103 | 405 | 3% | 392.85 | aa ORP REFILLABLE PROBE STD, w/3m CABLE | Hach
MTC30601 | 255 | 3% | 247.35 | ee MTC306 METAL PROBE, STD | Hach
MTC69501 | 275 | 3% | 266.75 | ee MTC695 METAL PROBE, STD | Hach
N_3059_191_X | 23.99 | 3% | 23.27 | Target Allen Screw M3X8, 10 p | Orbisphere
N_3109_294_X | 5.49 | 3% | 5.33 | Screw fully threaded M5x14 SS | Orbisphere
N_4020_060_5M | 7.69 | 3% | 7.46 | O-ring +5 x 1 EPDM 70 | Orbisphere
N_4020_134_5R | 7.25 | 3% | 7.03 | O-ring D12x1.5mm NBR 70 - 75 Sh A DIN 3770 | Orbisphere
N_4020_136_6F | 9.85 | 3% | 9.55 | O-ring ░12 x 2.5mm FPM 75 | Orbisphere
N_4020_144_6F | 7.29 | 3% | 7.07 | O-ring ░13 x 2 FPM 75-80 | Orbisphere
N_4020_150_5R | 7.69 | 3% | 7.46 | O-RING °14 x 1MM NBR | Orbisphere
N_4020_296_5R | 7.95 | 3% | 7.71 | O-Ring +30 x 1.5 NBR 70 | Orbisphere
N_4020_342_5M | 7.29 | 3% | 7.07 | O-Ring +35 x 2 EPDM 70 | Orbisphere
NDNRTC1C | 38643 | 3% | 37483.71 | KTO: N/DN CONTROL SYSTEM (FOR INTERMITTENT CONTROL) | Hach
NDNRTC2CSBR | 48845 | 3% | 47379.65 | KTO: N/DN CONTROL SYSTEM (FOR SBR, 2 CHANNEL) | Hach
NDNRTCSBR | 39412 | 3% | 38229.64 | KTO: N/DN CONTROL SYSTEM (FOR SBR) | Hach
NRTC1C | 62423 | 3% | 60550.31 | KTO: N-MODULE CONTROL SYSTEM, 1-CHANNEL | Hach
NRTC2C | 95530 | 3% | 92664.1 | KTO: N-MODULE CONTROL SYSTEM, 2-CHANNEL | Hach
OO_400885 | 295 | 3% | 286.15 | REPLACEMENT GASKET FOR AMPULE SUPPORTS FOR 29980/81 | Orbisphere
OO_400895 | 186 | 3% | 180.42 | AMPULE SUPPORT GASKET FOR 29980/81 | Orbisphere
OO_400897-R | 186 | 3% | 180.42 | AMPULE SUPPORT GASKET 29980/81 | Orbisphere
ORP110-GS | 176 | 3% | 170.72 | ORP110-GS Standard ORP Probe (BNC connector, 3' lead, 12X110mm barrel, platinum band) | IQ Products
P33A1NN | 897 | 3% | 870.09 | aa pH/ORP Unit, Panel Mount | GLI
P33A2000-001 | 909 | 3% | 881.73 | pH/ORP ANALYZER | GLI
P33A2000-003 | 922 | 3% | 894.34 | pH/ORP ANALYZER,OMEGA | GLI
PC010025 | 246 | 3% | 238.62 | mc KIT, 2.5-GAL GLASS, FOR PORT COMPACT | American Sigma
PC010030 | 251 | 3% | 243.47 | mc BOTTLE KIT 2.5 GAL POLY, PORT COMPCT | American Sigma
PC1R1A | 275 | 3% | 266.75 | Convertible pH Sensor | GLI
PC1R1A-STC | 473 | 3% | 458.81 | vv pH Sensor for Cold Temp.Operation | GLI
PC1R1A-V12 | 275 | 3% | 266.75 | Convertible pH Sensor with pt100 | GLI
PC1R1N | 249 | 3% | 241.53 | Convertible pH Sensor | GLI
PC1R2A | 300 | 3% | 291 | Convertible pH Sensor | GLI
PC1R2N | 275 | 3% | 266.75 | Convertible pH Sensor | GLI
PC1R3A | 354 | 3% | 343.38 | Convertible pH Sensor | GLI
PC240575 | 779 | 3% | 755.63 | mc KIT, 24 BTL,575ml POLY,FOR PORT COMP | American Sigma
PC2K1A | 328 | 3% | 318.16 | Insertion pH Sensor | GLI
PC2K2A | 354 | 3% | 343.38 | Insertion pH Sensor, Flat Glass | GLI
PC3K2A | 501 | 3% | 485.97 | Sanitary pH Sensor | GLI
PCIICHLOR | 581 | 3% | 563.57 | rr KTO: PCIICHLOR, SPECIAL CHLORINE | Hach
PCIICL2CAL | 653 | 3% | 633.41 | rr KTO: CHLORINE CAL VERIF SYSTEM | Hach
PD1P1 | 797 | 3% | 773.09 | PHD, PEEK, pH-Wide Range | GLI
PD1P1.99 | 773 | 3% | 749.81 | PHD, PEEK, pH-Wide Range, Generic | GLI
PD1P1A15P1S1N | 1106 | 3% | 1072.82 | PHD, PEEK, pH-Wide Range | GLI
PD1P1A15P2S1N | 1135 | 3% | 1100.95 | PHD, PEEK, pH-Wide Range, Perflouro | GLI
PD1P1A15V2S1N | 859 | 3% | 833.23 | PHD, PEEK, pH-Wide Range | GLI
PD1P1A25 | 1058 | 3% | 1026.26 | ff PHD, PEEK, pH-Wide Range | GLI
PD1P1A50 | 1129 | 3% | 1095.13 | PHD, PEEK, pH-Wide Range | GLI
PD1P1-PRO1 | 834 | 3% | 808.98 | PHD, PEEK, pH-Wide Range | GLI
PD1P3 | 983 | 3% | 953.51 | PHD, PEEK, pH-HF Glass | GLI
PD1P3A30 | 1229 | 3% | 1192.13 | PHD,HF Resist.Elect,PEEK | GLI
PD1P3A50 | 1074 | 3% | 1041.78 | PHD,HF Resistant Electrode, PEEK | GLI
PD1R1 | 735 | 3% | 712.95 | PHD,RYTON, pH-Wide Range | GLI
PD1R1.99 | 714 | 3% | 692.58 | PHD, Ryton, pH-Wide Range, Generic | GLI
PD1R3 | 920 | 3% | 892.4 | PHD, Ryton, pH-HF Glass | GLI
PD1R3.99 | 893 | 3% | 866.21 | PHD, Ryton, HF Resistant | GLI
PD1R3A25 | 983 | 3% | 953.51 | ELECTRODE, PHD, HF RES RYTON, 25FT | GLI
PD1R3A50 | 1015 | 3% | 984.55 | ELECTRODE, PHD, HF RES, RYTON, 50FT | GLI
PD2P1 | 829 | 3% | 804.13 | PHD, PEEK, pH-Wide Range | GLI
PD2P1.99 | 803 | 3% | 778.91 | PHD, PEEK, pH-Wide Range, Generic | GLI
PD2P1A15P2S1N | 1200 | 3% | 1164 | PHD, PEEK, pH-Wide Range, Insertion | GLI
PD2P1A30 | 1113 | 3% | 1079.61 | PHD, PEEK, pH-Wide Range | GLI
PD2P1A50 | 952 | 3% | 923.44 | PHD, PEEK, pH-Wide Range | GLI
PD2P3 | 1013 | 3% | 982.61 | PHD, PEEK, pH-HF Glass | GLI
PD3P1 | 859 | 3% | 833.23 | PHD, PEEK, pH-Wide Range | GLI
PEH30N | 276 | 3% | 267.72 | M.H.-HORIZ.MNT,ALUM,3 HOL | Hach
PH16-SS | 425 | 3% | 412.25 | PH16-SS Stainless Steel Micro pH Probe | IQ Products
PH17-SS | 425 | 3% | 412.25 | PH17-SS Stainless Steel Micro pH Probe | IQ Products
PH30-GS | 201 | 3% | 194.97 | PH30-GS Epoxy Body/Glass Sensor | IQ Products
PH36-SS | 425 | 3% | 412.25 | PH36-SS Stainless Steel Piercing Tip Micro pH Probe | IQ Products
PH37-SS | 425 | 3% | 412.25 | PH37-SS Stainless Steel Piercing Tip Micro pH Probe | IQ Products
PH46-SS | 425 | 3% | 412.25 | PH46-SS Stainless Steel pH Probe Designed for NMR Tubes | IQ Products
PH47-SS | 425 | 3% | 412.25 | PH47-SS Stainless Steel pH Probe Designed for NMR Tubes | IQ Products
PH57-SS | 425 | 3% | 412.25 | PH57-SS Heavy Duty Meat Handle Stainless Steel Micro pH Probe | IQ Products
PH66-SS | 393 | 3% | 381.21 | PH66-SS General Purpose Round Tip Stainless Steel pH Probe | IQ Products
PH77-SS | 379 | 3% | 367.63 | PH77-SS General Purpose Round Tip Stainless Steel pH Probe | IQ Products
PHC10101 | 259 | 3% | 251.23 | pH GEL PROBE, STD, w/1m CABLE | Hach
PHC10103 | 284 | 3% | 275.48 | pH GEL PROBE, STD, w/3m CABLE | Hach
PHC10105 | 581 | 3% | 563.57 | pH GEL PROBE, RUGGED, w/5m CABLE | Hach
PHC10110 | 617 | 3% | 598.49 | pH GEL PROBE, RUGGED, w/10m CABLE | Hach
PHC10115 | 652 | 3% | 632.44 | pH GEL PROBE, RUGGED, w/15m CABLE | Hach
PHC10130 | 722 | 3% | 700.34 | pH GEL PROBE, RUGGED, w/30m CABLE | Hach
PHC10801 | 357 | 3% | 346.29 | ee PHC108 pH PROBE, PUNCTURE, STD | Hach
PHC20101 | 223 | 3% | 216.31 | pH GEL-FILLED PROBE, GENERAL PURPOSE, STD w/1m CABLE | Hach
PHC20103 | 256 | 3% | 248.32 | pH GEL-FILLED PROBE, GENERAL PURPOSE, STD w/3m CABLE | Hach
PHC28101 | 406 | 3% | 393.82 | aa ULTRA pH REFILLABLE PROBE, w/1m CABLE | Hach
PHC28103 | 444 | 3% | 430.68 | aa ULTRA pH REFILLABLE PROBE, w/3m CABLE | Hach
PHC30101 | 268 | 3% | 259.96 | pH LIQUID PROBE, STD, w/1m CABLE | Hach
PHC30103 | 305 | 3% | 295.85 | pH LIQUID PROBE, STD, w/3m CABLE | Hach
PHC70501 | 382 | 3% | 370.54 | ee PHC705 pH PROBE, RED-ROD, GLASS, GEN PURP, STD | Hach
PHC705A01 | 382 | 3% | 370.54 | ee PHC705A pH PROBE, RED-ROD, GLASS, ALKALINE, STD | Hach
PHC72501 | 382 | 3% | 370.54 | ee PHC725 pH PROBE, RED-ROD, GLASS, GEN PURP, STD | Hach
PHC72901 | 504 | 3% | 488.88 | ee PHC729 pH PROBE, RED-ROD, GLASS, FLAT, STD | Hach
PHC73501 | 443 | 3% | 429.71 | ee PHC735 pH PROBE, RED-ROD, GLASS, HIGH FLOW, STD | Hach
PHC74501 | 489 | 3% | 474.33 | ee PHC745 pH PROBE, RED-ROD, GLASS, SLEEVE, STD | Hach
PHC80501 | 260 | 3% | 252.2 | ee PHC805 pH PROBE, GLASS, GEN PURP, STD | Hach
PHW17-SS | 481 | 3% | 466.57 | PHW17-SS Stainless Steel Micro pH Probe w/ Waterproof Connector | IQ Products
PHW37-SS | 481 | 3% | 466.57 | PHW37-SS Stainless Steel Piercing Tip Micro pH Probe w/ Waterproof Connector | IQ Products
PHW47-SS | 481 | 3% | 466.57 | PHW47-SS Stainless Steel pH Probe for NMR Tubes w/ Waterproof Connector | IQ Products
PHW57-SS | 481 | 3% | 466.57 | PHW57-SS Stainless Steel Heavy Duty Meat Handle Piercing Tip Micro pH Probe w/ Waterproof Connector | IQ Products
PHW77-SS | 435 | 3% | 421.95 | PHW77-SS General Purpose Round Tip Stainless Steel pH Probe w/ Waterproof Connector | IQ Products
PP-HPC-50 | 149.95 | 3% | 145.45 | HPC Peel Plate Media, pk/50 | Hach
PROBRIX_COMP | 1552 | 3% | 1505.44 | KTO: ProBrix Computer & Comm Card | Orbisphere
PROBRIX_SIM | 70559 | 3% | 68442.23 | KTO: PROBRIX & CO2: THIS PRODUCT DOES NOT HAVE 3RD PARTY UL/CSA SAFETY CERTIFICATION | Orbisphere
PROBRIX_SIM_PC | 73036 | 3% | 70844.92 | KTO: PROBRIX + PC&CO2: THIS PRODUCT DOES NOT HAVE 3RD PARTY UL/CSA SAFETY CERT. | Orbisphere
PROBRIX_SYSTEM | 75597 | 3% | 73329.09 | Probrix system | Orbisphere
PROBRIX_SYSTEM2 | 75597 | 3% | 73329.09 | PROBRIX 220V SYSTEM | Orbisphere
PROBRIX_W/E_PC | 73551 | 3% | 71344.47 | Probrix system, w/existing Pro | Orbisphere
PROBRIX_W/O_PC | 74446 | 3% | 72212.62 | Probrix System w/Customer PC | Orbisphere
PROBRIX_W/PC | 75597 | 3% | 73329.09 | KTO: Probrix System w/new Computer This product does not have 3rd party UL/CSA safety certification | Orbisphere
PROBRIX_WO/PC | 71798 | 3% | 69644.06 | KTO: PROBRIX SYS W/O COMPUTER: THIS PRODUCT DOES NOT HAVE 3RD PARTY UL/CSA SAFETY CERT. | Orbisphere
PRO-C3A1N | 589 | 3% | 571.33 | PRO Series Transmitter | GLI
PRO-D3A1N | 820 | 3% | 795.4 | PRO Series Transmitter | GLI
PRO-E3A1N | 605 | 3% | 586.85 | PRO Series Transmitter | GLI
PRO-F3A1N | 817 | 3% | 792.49 | PRO Series Transmitter | GLI
PRO-P3A1N | 596 | 3% | 578.12 | PRO Series Transmitter | GLI
PROSERV HST | 4965 | 3% | 4816.05 | PROF Svc-HST | Hach
PROSERV LEVEL 1 | 4490 | 3% | 4355.3 | PROF Svc-Level 1 | Hach
PRTC1C | 35517 | 3% | 34451.49 | KTO: P CONTROL SYSTEM | Hach
PRTC1CLR | 27671 | 3% | 26840.87 | KTO: P-RTC PHOSPHOROUS CONTROL SYSTEM, 1-CH | Hach
PRTC2C | 50635 | 3% | 49115.95 | KTO: P-RTC PHOSPHORUS CONTROL SYSTEM, 2-CH | Hach
PS010025 | 298 | 3% | 289.06 | mc KIT, 2.5-GAL GLASS, FOR PORT. STD | American Sigma
PS010030 | 301 | 3% | 291.97 | mc BOTTLE KIT, 2.5 GAL POLY, PORT. STD | American Sigma
PS010040 | 274 | 3% | 265.78 | mc KIT, 4-GAL POLY, FOR PORT. STD | American Sigma
PS010055 | 285 | 3% | 276.45 | mc KIT, 5.5-GAL POLY, FOR PORT. STD | American Sigma
PS240350 | 903 | 3% | 875.91 | mc KIT, 24 BTL,350ml GLASS,FOR PORT STD | American Sigma
PS241000 | 804 | 3% | 779.88 | mc KIT, 24 BOTTLE,1L POLY,FOR PORT. STD | American Sigma
PS4ABASECHLOR | 0.05 | 3% | 0.05 | WDM PIPESONDE IN-PIPE PROBE,CHLORINE | Hach
QG21I-5 | 42.39 | 5% | 40.27 | QUENCHGONE21 INDUSTRIAL DEMO, 5 TESTS | Hach
QG21IT-100C | 1360 | 5% | 1292 | QUENCHGONE21 INDUSTRIAL COMPLETE, tATP ONLY, 100 TESTS | Hach
QG21IT-5 | 31.79 | 5% | 30.2 | QUENCHGONE21 INDUSTRIAL ATP ONLY, 5 TESTS | Hach
QG21S-5 | 61.99 | 5% | 58.89 | QUENCHGONE21 SPECIALTY DEMO KIT 5 TESTS | Hach
QG21ST-100C | 1804 | 5% | 1713.8 | QUENCH-GONE SPECIALTY ATP, 100 TESTS | Hach
QG21ST-5 | 52.95 | 5% | 50.3 | QUENCHGONE21 SPECIALTY ATP ONLY DEMO KIT 5 TESTS | Hach
QG21W-5 | 42.39 | 5% | 40.27 | QUENCHGONE21 WW DEMO KIT, 5 SAMPLESTESTS | Hach
QG21W-50C | 1360 | 5% | 1292 | QUENCHGONE21 WW COMPLETE, 50 SAMPLES | Hach
QG21WS-25C | 1027 | 5% | 975.65 | QUENCHGONE21 WW SPECIAL COMPLETE, 25 SAMPLES | Hach
QGA-100 | 688 | 5% | 653.6 | dc QUENCH-GONE AQUEOUS REAGENT-ONLY, 100 TESTS | Hach
QGA-100C | 1249 | 5% | 1186.55 | QUENCH-GONE AQUEOUS KIT, 100 TESTS | Hach
QGA-25C | 371 | 5% | 352.45 | QUENCH-GONE AQUEOUS KIT, 25 TESTS | Hach
QGA-5 | 47.69 | 5% | 45.31 | QUENCH-GONE AQUEOUS DEMO KIT, 5 TESTS | Hach
QGA-5-XL | 63.55 | 5% | 60.37 | QUENCH-GONE AQUEOUS XL DEMO KIT, 5 TESTS | Hach
QGOM-100C | 1471 | 5% | 1397.45 | QUENCH-GONE ORG MOD COMPLTE, 100TESTS | Hach
QGOM-5 | 58.25 | 5% | 55.34 | QUENCH-GONE ORG MOD DEMO, 5 TESTS | Hach
R7540 | 30.29 | 5% | 28.78 | OXYGEN CHEMETS REFILL | Hach
RC1R5N | 266 | 3% | 258.02 | Convertible ORP Sensor | GLI
RC1R5N-HF | 381 | 3% | 369.57 | ORP COMB SENSOR W/ ULTEM | GLI
RC2K5N | 320 | 3% | 310.4 | Insertion ORP Sensor | GLI
RD1P5 | 861 | 3% | 835.17 | PHD, PEEK, ORP-Platinum | GLI
RD1P5.99 | 836 | 3% | 810.92 | ORP, PEEK, Pt Electrode, Generic | GLI
RD1P5A15V2S1N | 924 | 3% | 896.28 | PHD, PEEK, ORP-CONVERTBLE | GLI
RD1P5A50 | 986 | 3% | 956.42 | PHD, PEEK, ORP-Platinum, Convertible | GLI
RD1P5A80 | 1269 | 3% | 1230.93 | PHD, PEEK, ORP-Platinum | GLI
RD1P6 | 924 | 3% | 896.28 | PHD, PEEK, ORP-Gold | GLI
RD1R5 | 799 | 3% | 775.03 | PHD, RYTON,ORP-Platinum | GLI
RD1R5.99 | 775 | 3% | 751.75 | ORP, Ryton, Pt Electrode, Generic | GLI
RD1R5A-1000 | 1210 | 3% | 1173.7 | K = 100 Foot Cable Length | GLI
RD1R5A25 | 861 | 3% | 835.17 | PHD, RYTON,ORP-Platinum | GLI
RD1R5A50 | 924 | 3% | 896.28 | PHD, RYTON,ORP-Platinum | GLI
RD1R6 | 861 | 3% | 835.17 | PHD, Ryton, ORP-Gold | GLI
RD2P5 | 894 | 3% | 867.18 | PHD, PEEK, ORP-Platinum | GLI
RD2P5A50 | 1240 | 3% | 1202.8 | PHD, PEEK, ORP-Platinum | GLI
RD2P6 | 954 | 3% | 925.38 | PHD, PEEK, ORP-Gold | GLI
RD3P5 | 896 | 3% | 869.12 | PHD, PEEK, ORP-Platinum | GLI
RF010025 | 379 | 3% | 367.63 | mc KIT, 2.5-GAL GLASS, FOR REFRIG | American Sigma
RF010030 | 379 | 3% | 367.63 | mc BOTTLE KIT, 2.5-GAL POLY, REFRIG | American Sigma
RF010060 | 379 | 3% | 367.63 | mc BOTTLE KIT, 5.5-GAL POLY, REFRIG | American Sigma
RF01-01 | 76.05 | 3% | 73.77 | RF01 Replacement Reference for Minilabs | IQ Products
RF040030 | 1022 | 3% | 991.34 | mc BOTTLE KIT, (4) 2.5-GAL POLY, REFRIG | American Sigma
RF240350 | 1086 | 3% | 1053.42 | mc KIT,24 BOTTLE,350ml GLASS,FOR REFRIG | American Sigma
RF241000 | 968 | 3% | 938.96 | mc KIT, 24 BOTTLE, 1 L POLY, FOR REFRIG | American Sigma
RH10 | 55.5 | 3% | 53.84 | RH10 Rubber Holster for All Multi-Meters | IQ Products
RP6300G2130 | 457 | 3% | 443.29 | ASSY-ELECTRODE, 99X1E1097 | GLI
S51M001 | 64.55 | 5% | 61.32 | 1 DEMAL KCL SOLUTION 500ML | Hach
S51M003 | 64.55 | 5% | 61.32 | 0.01 DEMAL KCL SOLUTION 500ML | Hach
SA000120-01 | 14.49 | 3% | 14.06 | mc Brush Kit: Flow Cell Cleaning | HachBC
SA000120-02 | 75.05 | 3% | 72.8 | Brush Kit: Flow Cell Cleaning Brush; 1UM; WPC | HachBC
SB-P1SV-005 | 323 | 5% | 306.85 | KTO: (5)PEEK Saltbridge,Kynar | GLI
SB-P1SV-010 | 570 | 5% | 541.5 | KTO: (10)PEEK Saltbridge,Kynar | GLI
SB-P1SV-010K | 570 | 5% | 541.5 | KTOALT: (10)PEEK SALTBRIDGE, KYNAR | GLI
SB-P2SV-005 | 393 | 5% | 373.35 | KTO:(5) PEEK Salt Bridge, Ceramic OJ | GLI
SB-P2SV-010 | 727 | 5% | 690.65 | KTO:(10) PEEK Salt Bridge, Ceramic OJ | GLI
SB-R1SV-005 | 323 | 5% | 306.85 | KTO: ( 5)Ryton Saltbridge,Kynar | GLI
SB-R1SV-010 | 570 | 5% | 541.5 | KTO: (10)Ryton Saltbridge,Kynar | GLI
SDRTC1C | 24600 | 3% | 23862 | KTO: SLUDGE DEWATERING CONTROL SYSTEM | Hach
SDRTC2C | 37064 | 3% | 35952.08 | KTO: SLUDGE DEWATERING CONTROL SYSTEM, 2-CH | Hach
SE 813 | 3.55 | 3% | 3.44 | CABLE, (4) 24 AWG SHLD, (2) 22 AWG UNSHLD | American Sigma
SE 818 | 1.95 | 3% | 1.89 | CABLE,20AWG,4 COND,SHLD PR | American Sigma
SE 828 | 2.95 | 3% | 2.86 | CABLE,18AWG,1 PAIR STRANDED | American Sigma
SE 852 | 3.39 | 3% | 3.29 | CABLE, 18AWG, 2 CONDUCTOR, SJO | American Sigma
SE 998 | 4.49 | 3% | 4.36 | CABLE,22AWG,10 CONDUCTOR | American Sigma
STRTC1C | 29766 | 3% | 28873.02 | KTO: SLUDGE THICKENING CONTROL SYSTEM | Hach
STRTC2C | 47355 | 3% | 45934.35 | KTO: SLUDGE THICKENING CONTROL SYSTEM, 2-CH | Hach
SW_UPGRD1 | 341 | 3% | 330.77 | SOFTWARE UPGRADE I | Orbisphere
SW_UPGRD3 | 887 | 3% | 860.39 | SOFTWARE UPGRADE III | Orbisphere
SWCUSTOM | 1e-05 | 3% | 0 | SOURCE WATER PANEL, CUSTOM | Hach
T53A4A2N | 1595 | 3% | 1547.15 | TURBIDITY UNIT, 50Hz | GLI
TA300016-02 | 5015 | 3% | 4864.55 | WPC-22A 4/20 mA | Hach
TA300016-04 | 4776 | 3% | 4632.72 | WPC-22A for Hach Lange | Hach
TA300017-02 | 5976 | 3% | 5796.72 | WPC-21A 4-20 mA | Hach
TA300017-04 | 6156 | 3% | 5971.32 | WPC-21A for Hach Lange | Hach
TE9526.A.0000 | 201 | 3% | 194.97 | COFRAC CALIBRATION CERTS FOR 9526 PURECAL | Polymetron
TNT810 | 319 | 5% | 303.05 | TOC, TNT+, LR(1.5-30MG/L), PK/25 | Hach
TNT811 | 319 | 5% | 303.05 | TOC, TNT+, HR (30 - 300 MG/L) | Hach
TNT819 | 98 | 5% | 93.1 | TNTplus VDK (vicinal diketones) Vial Tests | Hach
TNT820 | 51.85 | 5% | 49.26 | rr COD,TNT+,ULR(1.0-60 MG/L) PK/24 | Hach
TNT82006 | 282 | 5% | 267.9 | rr KTO: COD,TNT+ ULR(144 VIALS)PK/6 | Hach
TNT821 | 51.85 | 5% | 49.26 | rr COD,TNT+, LR (3-150 MG/L), PK/25 | Hach
TNT82106 | 282 | 5% | 267.9 | rr KTO: TNT+,LR COD, 6-PK(150 VIALS) (3-150MG/L) | Hach
TNT822 | 51.85 | 5% | 49.26 | rr COD,TNT+, HR(20-1500 MG/L), PK/25 | Hach
TNT82206 | 282 | 5% | 267.9 | rr KTO: COD TNT+,HR 6-PK(150 VIALS) | Hach
TNT823 | 51.85 | 5% | 49.26 | rr COD TNT+,HR+(250-15000 MG/L)PK/25 | Hach
TNT82306 | 282 | 5% | 267.9 | rr KTO: TNT+COD HR+,(150VIALS)6PK/25 | Hach
TNT82306K | 282 | 5% | 267.9 | rr KTOALT: TNT+COD HR+,(150VIALS)6PK/25 | Hach
TNT825 | 51.85 | 5% | 49.26 | HG-FREE COD TNT+ HR(25-1000MG/L) PK/25 | Hach
TNT82506 | 282 | 5% | 267.9 | KTO: COD2, TNT+, HR (MERC FREE) PK/6 | Hach
TNT826 | 72.69 | 5% | 69.06 | NITROGEN TOT LR TNT+, 1-16MG/L PK/25 | Hach
TNT827 | 72.69 | 5% | 69.06 | NITROGEN TOT HR TNT+, 5-40MG/L PK/25 | Hach
TNT828 | 72.69 | 5% | 69.06 | NITRGN TOT UHR TNT+ 20-100MG/L PK/25 | Hach
TNT830 | 52.45 | 5% | 49.83 | AMMONIA TNT+, ULR, .02-2.5MG/L PK/25 | Hach
TNT831 | 52.45 | 5% | 49.83 | AMMONIA, TNT+, LR (1-12 MG/L) PK/25 | Hach
TNT832 | 52.45 | 5% | 49.83 | AMMONIA, TNT+, HR (2-47 MG/L) PK/25 | Hach
TNT833 | 52.45 | 5% | 49.83 | TNTplus Ammonia Vial Test | Hach
TNT835 | 41.85 | 5% | 39.76 | NITRATE,TNT+ LR, 0.2-13.5MG/L PK/25 | Hach
TNT836 | 41.85 | 5% | 39.76 | NITRATE, TNT+ HR (5-35MG/L -N) PK/25 | Hach
TNT839 | 36.55 | 5% | 34.72 | db NITRITE, TNT+ LR 0.015-0.6MG/L PK/25 | Hach
TNT840 | 36.55 | 5% | 34.72 | db HR NITRITE TNT+ (0.6-6.0 MG/L, NO2-N), PK/25 | Hach
TNT843 | 52.75 | 5% | 50.11 | aa PHOSPHORUS TNT+ LR PK/25 (0.05-1.5MG/L PO4-P) | Hach
TNT844 | 52.79 | 5% | 50.15 | aa PHOSPHORUS TNT+ HR PK/25 (0.5-5 MG/L PO4-P) | Hach
TNT845 | 52.79 | 5% | 50.15 | aa PHOSPHORUS TNT+ UHR PK/25 (2-20MG/L PO4-P) | Hach
TNT846 | 35.69 | 5% | 33.91 | PHOS, TNT+, ORTHO, 1.67-30MG/L PK/25 | Hach
TNT848 | 70.59 | 5% | 67.06 | ALUMINUM, TNT+, 0.02-0.5MG/L, PK/25 | Hach
TNT850 | 70.59 | 5% | 67.06 | LEAD, TNT+, 0.1 - 2.0 MG/L, PK/25 | Hach
TNT852 | 70.59 | 5% | 67.06 | CADMIUM, TNT+, (0.02-0.3 MG/L) PK/25 | Hach
TNT854 | 70.59 | 5% | 67.06 | CHROMIUM, TNT+, (0.03-1 MG/L) PK/25 | Hach
TNT856 | 70.59 | 5% | 67.06 | NICKEL, TNT+, 0.1-6 MG/L, PK/25 | Hach
TNT858 | 52.49 | 5% | 49.87 | db IRON TNT+ (0.2-6.0 MG/L), PK/25 | Hach
TNT860 | 70.59 | 5% | 67.06 | db COPPER TNT+ (0.1-8.0 MG/L), PK/25 | Hach
TNT864 | 66.35 | 5% | 63.03 | SULFATE TNT+ LR 40-150 MG/L, PK/25 | Hach
TNT865 | 66.35 | 5% | 63.03 | SULFATE TNT+ HR, 150-900 MG/L, PK/25 | Hach
TNT866 | 36.79 | 5% | 34.95 | db FREE CHLORINE TNT+ , PK/24 | Hach
TNT867 | 39.25 | 5% | 37.29 | db TOTAL & FREE CHLORINE TNT+, PK/24 | Hach
TNT868 | 70 | 5% | 66.5 | TNTplus HACH Phenol Vial Test | Hach
TNT870 | 39.19 | 5% | 37.23 | TOTAL ALKALINITY TNT+ (25-400MG/L), PK/25 | Hach
TNT872 | 64.85 | 5% | 61.61 | VOLATILE ACIDS TNT+ (50-2500 MG/L), PK/25 | Hach
TNT874 | 70 | 5% | 66.5 | TNTplus HACH Anionic Surfactants 0.1-4.0 mg/L | Hach
TNT877 | 70.59 | 5% | 67.06 | aa db TNTplus Hach Boron Vial Test | Hach
TNT878 | 52.49 | 5% | 49.87 | TNTplus Hach Fluoride Vial Test | Hach
TNT880 | 134 | 5% | 127.3 | s-TKN TNT+ (0-16 MG/L N), PK/25 | Hach
TNT890 | 77.85 | 5% | 73.96 | TNT+ METALS PREP SET (50-DIGESTS) | Hach
TNT892 | 57.25 | 5% | 54.39 | CALCIUM SEPARATION SET FOR TNT852 | Hach
TNT919 | 14.15 | 5% | 13.44 | db SAMPLE BLANK VIALS, TNTPLUS, 5/PK | Hach
U53A4A1S | 1366 | 3% | 1325.02 | U53 with 4 RELAYS and SS ID Tagging | GLI
U53BRACKET | 275 | 3% | 266.75 | oo FIXED U53 SENSOR SUPPORT | GLI
U53S010 | 841 | 3% | 815.77 | Ultrasonic Flow Sensor | GLI
U53S010-AQ | 490 | 3% | 475.3 | Ultra-Sonic Sensor, Aqualyse | GLI
U53S010S | 841 | 3% | 815.77 | SNSR,U-Sonic,10 FEET,Cbl | GLI
U53S033.99 | 991 | 3% | 961.27 | SNSR-U-SONIC,10 M CABLE, w/o MANUAL | GLI
U53S066.99 | 1139 | 3% | 1104.83 | SNSR-U-SONIC, 20 M CABLE, w/o MANUAL | GLI
U53S164.99 | 1543 | 3% | 1496.71 | SENSOR, UTRA-SONIC, 164FT. CABLE | GLI
U53S200 | 1440 | 3% | 1396.8 | SENSOR, ULTRA-SONIC, 200 FT CABLE | GLI
U53S328 | 2367 | 3% | 2295.99 | Sensor, Ultra-Sonic, 328 Ft. / 100 mtr. Cable | GLI
UC1-5ML | 66.75 | 3% | 64.75 | ULTRACHECK 1, 5ML DROPPER BOTTLE | Hach
UL30(21)-2ML-50 | 244 | 3% | 236.68 | ULTRALYSE30(21) 2ML EXTRACTION TUBE 50/RACK | Hach
UL7-125ML | 72.05 | 3% | 69.89 | ULTRALYSE 7, 125ML BOTTLE | Hach
UL7-5ML-25R | 145 | 5% | 137.75 | ULTRALYSE 7, EXTRACTION TUBE, 25/RACK | Hach
ULU-9ML-50R | 197 | 3% | 191.09 | ULTRALUTE, 9ML, DILUTION TUBE, 50/RACK | Hach
ULUR-8ML-50R | 298 | 5% | 283.1 | ULTRALUTE/RESIN 8ML DILUTION TUBE 50/RACK | Hach
US55FC | 1836 | 3% | 1780.92 | Flowchamber for 3655, 316SS | Orbisphere
VAA591 | 945 | 5% | 897.75 | aa VALIDATION KIT | Hach
VAA608 | 85.5 | 3% | 82.94 | USB STICK WITH PROOF PROGRAM FOR SPECS | Hach
VAA633 | 325 | 5% | 308.75 | TEST SOLUTION KIT FOR SPECTROPHOTOMETER | Hach-Lange
VAA643 | 139 | 3% | 134.83 | aa DISTANCE TOOL GRATING | Hach
VAA966 | 162.83 | 5% | 154.69 | Secondary Turb. Stand. < 0.1 NTU | Hach
VAA967 | 162.83 | 5% | 154.69 | Secondary Turbidity Standard >20 NTU | Hach
W_4130_529_NY | 40.69 | 3% | 39.47 | JOINING PIECE FOR SWAGELOK 1/8" | Orbisphere
W_4690_060_NA | 6.55 | 3% | 6.35 | PLASTIC WASHER M6 FOR TC SENSORS | Orbisphere
X31T039 | 20.25 | 3% | 19.64 | WASHER,KF CELL D=49/61MM | Hach
X31T127 | 45.69 | 3% | 44.32 | STIRRING SHAFT, 87.5MM | Hach
X31T156 | 108 | 3% | 104.76 | MAPRENE TUBE, D=4/7,2MM | Hach
X61T005 | 975 | 3% | 945.75 | PHOTOCOLORIMETRIC TITRATION MODULE | Hach
X71T001 | 46.75 | 3% | 45.35 | FELT DISCS/BAYONET 10PCS | Hach
X91T100 | 620 | 3% | 601.4 | BIOGAS STARTER KIT H2S04 | Hach
XLH926 | 112 | 3% | 108.64 | USB PC INTERFACE CABLE | Hach
YAB015 | 600 | 3% | 582 | PROFIBUS DP COMMUNICATION CARD KIT | Hach
YAB018 | 908 | 3% | 880.76 | CARD, INTERNAL SC1000, 4 mA INPUTS | Hach
YAB019 | 688 | 3% | 667.36 | CARD, 4mA OUTPUTS, SC1000 INTERNAL | Hach
YAB020 | 422 | 3% | 409.34 | CARD, INTERNAL PROFIBUS DP, SC1000 | Hach
YAB021 | 707 | 3% | 685.79 | CARD, INTRNAL MODBUS (RS485), SC1000 | Hach
YAB076 | 342 | 3% | 331.74 | RELAY CARD, 4 POS. TYPE C, SC1000 | Hach
YAB096 | 57.2 | 3% | 55.48 | MMC ADAPTER WITH SD CARD | Hach
YAB103 | 440 | 3% | 426.8 | MODULE, PROFIBUS DP, SC1000 | Hach
YAB105 | 440 | 3% | 426.8 | MODULE, PROFIBUS DP, SC1000 WITH DOC | Hach
YAB117 | 1025 | 3% | 994.25 | nn RTC SYSTEMS COMMUNICATION CARD | Hach
ZAHM_1L | 1377 | 3% | 1335.69 | ZAHM 1 Liter bottle piercer | Orbisphere
ZAHM_2L | 2578 | 3% | 2500.66 | ZAHM 2 liter bottle piercer | Orbisphere
ZCRLPV2550T.97 | 479 | 3% | 464.63 | vv REFURB, SENSION+PH1 KIT | Hach
ZCRLPV440.00012 | 3366 | 3% | 3265.02 | vv REFURB, DR 3900 with RFID | Hach
Note on A4: Review page headers for effective date information.